## Readme
Title: Renewable-based Virtual Power Plant (RVPP)
Developed by:
Hadi Nemati
Institute of Research in Technology
ICAI School of Engineering
Comillas Pontifical University
Madrid, Spain
hnemati@comillas.edu
December, 2025
Description:
This program optimizes the operation and bidding strategy of renewable-based Virtual Power Plants (RVPPs) under different sources of uncertainty, including electricity prices, stochastic renewable generation, and demand consumption across different electricity markets, using MILP-based flexible robust optimization approaches. The model considers RVPP participation in the sequential Iberian electricity markets up to mid-2024, including the Day-Ahead Market (DAM), the Secondary Reserve Market (SRM), and the Intra-Day Markets (IDMs). The implemented optimization problems correspond to the following market sessions:
(i) DAM + SRM,
(ii) SRM + IDM#1,
(iii) IDM#k.
An RVPP can include any number of different types of units, including non-dispatchable renewable energy sources (NDRES), dispatchable renewable energy sources (DRES), a solar thermal plant (STH), flexible demand (FD), thermal storage (TS), and electrical storage (ES). The different assets that can be included in an RVPP are summarized below:
Hydro plant, Biomass unit (DRES)
Wind farm, Solar PV (NDRES)
Solar thermal plant (STH)
Flexible Demand (FD)
Thermal storage, electrical storage (ESS)
A single-bus RVPP is considered in the current version, although DC power-flow modeling is already implemented and can be activated in future releases if needed. The model accounts for several sources of uncertainty, including electricity prices in the DAM, SRM, and IDM, as well as the production of wind farms, solar PV, solar thermal plants, and demand consumption. Three uncertainty-handling approaches are implemented: Energy Robustness [1], Profit Robustness [2], and Regret-based Robustness [3]. These models are explained in detail in [1]–[3]; please refer to the corresponding references (and cite this tool, if applicable) when using them. The user can select the market session and the model to be solved by setting the parameter sMarket in the Excel input file as follows:
sMarket = –1: DAM + SRM in the Energy Robustness model
sMarket = 0: SRM + IDM#1 in the Energy Robustness model
sMarket = 1–7: IDM#k in the Energy Robustness model
sMarket = 8: DAM + SRM in the Profit Robustness model
sMarket = 9: DAM + SRM in the Regret-based model
There are four files required to run the program successfully. The user only needs to modify the Excel file RVPP_data.xlsx to change the input data. To run the optimization problem, the user must close this Excel file and execute the model in GAMS. The results will be written back to the same Excel file.
1. RVPP_code.gms — Source code.
2. RVPP_data.xlsx — Excel file from which input data are read and into which results are written.
3. Parameters_in.txt — Text file defining the ranges of input parameters corresponding to the Orange sheets in the Excel file.
4. Parameters_out_Market.txt — Nine text files defining the ranges of output parameters corresponding to the red sheets in the Excel file for each market session (DAM, SRM, IDM1–IDM7).
This Excel file includes three kind of sheets:
1. Orange sheets: The user needs to set the model input parameters. This includes the Global_params, Buses, VPP_Units, and TSO sheets, where the user mainly specifies the global characteristics of the VPP and the uncertainty-modeling approach; the Line, NDRES, STH, DRES, ESS, and Demand sheets, where the user mainly specifies the technical characteristics of the VPP units; and the Energy_Forecast, Price_Forecast, and Regret sheets, where the user specifies the forecast data related to different uncertain parameters.
2. Blue sheets: These include the Trade_PCC and Trade_Units sheets, and mainly represent results obtained by solving the current market session that are then used as input parameters for solving the next market session. These parameters are produced by the optimization problem, and the user usually does not need to change them.
3. Red sheets: These sheets show the results of solving the optimization problem for different market sessions, including DAM (related to the DAM+SRM market session), SRM (related to the SRM+IDM1 market session), IDM1, IDM2, IDM3, IDM4, IDM5, IDM6, and IDM7.
Acronyms:
D-RES Dispatchable Renewable Energy Sources
DAM Day-Ahead Market
ESS Energy Storage System
ES Electrical Storage System
FD Flexible Demand
IDM Intra-Day Market
MILP Mixed Integer Linear Programming
ND-RES Non-Dispatchable Renewable Energy Sources
PDF Probability Density Function
PV Photo-Voltaic
RES Renewable Energy Sources
RO Robust Optimization
RVPP Renewable-based Virtual Power Plant
SOS Special Ordered Set of Type 2
STH Solar Thermal Plant
SR Secondary Reserve
SRM Secondary Reserve Market
TES Thermal Storage
TSO Transmission System Operator
VPP Virtual Power Plant
References:
[1] H. Nemati, P. Sánchez-Martín, Á. Ortega, L. Sigrist, E. Lobato, and L. Rouco. “Flexible robust optimal bidding of renewable virtual power plants in sequential markets under asymmetric uncertainties”. Sustainable Energy, Grids and Networks, 2025, p. 101801.
https://doi.org/10.1016/j.segan.2025.101801
[2] H. Nemati, P. Sánchez-Martín, A. Baringo, and Á. Ortega. “Single-level flexible robust optimal bidding of renewable-only virtual power plant in energy and secondary reserve markets”. Energy, 2025, p. 136421.
https://doi.org/10.1016/j.energy.2025.136421
[3] H. Nemati, P. Sánchez-Martín, L. Sigrist, L. Rouco, and Á. Ortega. “Flexible robust optimization for renewable-only VPP bidding on electricity markets with economic risk analysis”. International Journal of Electrical Power & Energy Systems 167, 2025, p. 110594.
https://doi.org/10.1016/j.ijepes.2025.110594

## Global_params
Global parameters | Value | Unit | Description | Global parameters | Unit | Description | [7 empty] | Global parameters | Unit | Description
sMarket | -1 | [-] | \\ Market to participate in. "-1" for DAM+SRM; "0" for SRM+IDM1; "1-7" for IDMs using energy robustness ''8'' for DAM+SRM using profit robustness, ''9'' for DAM+SRM using Regret model. Important note: if solving regret model “9”, the uncertainty budget parameters in this sheet are inactive; instead, the Regret sheet needs to be filled in. | Gamma DAM [-] | [-] | \\ Uncertainty budget of NDRES and STH in DAM (Integer 0-24) | [7 empty] | Gamma Dem DAM [-] | [-] | \\ Uncertainty budget of Demand in DAM (Integer 0-24)
sTime_SR | 15 | [min] | \\ Required time for SR action | Gamma SRM [-] | [-] | \\ Uncertainty budget of NDRES and STH in SRM (Integer 0-24) | [7 empty] | Gamma Dem SRM [-] | [-] | \\ Uncertainty budget of Demand in SRM (Integer 0-24)
sFraction_Time_SR | 1 | [-] | \\ Max SR calls on duration time [hour] divided by 1 hour | Gamma IDM1 [-] | [-] | \\ Uncertainty budget of NDRES and STH in IDM1 (Integer 0-24) | [7 empty] | Gamma Dem IDM1 [-] | [-] | \\ Uncertainty budget of Demand in IDM1 (Integer 0-24)
sEss_lower_bound | 0.09 | [pu] | \\ Lower bound of ESS (TES and ES) energy at last period in schedule | Gamma IDM2 [-] | [-] | \\ Uncertainty budget of NDRES and STH in IDM2 (Integer 0-24) | [7 empty] | Gamma Dem IDM2 [-] | [-] | \\ Uncertainty budget of Demand in IDM2 (Integer 0-24)
sEss_upper_bound | 1 | [pu] | \\ Upper bound of ESS (TES and ES) at last period in schedule | Gamma IDM3 [-] | [-] | \\ Uncertainty budget of NDRES and STH in IDM3 (Integer 0-24) | [7 empty] | Gamma Dem IDM3 [-] | [-] | \\ Uncertainty budget of Demand in IDM3 (Integer 0-24)
sIDM_start | 0 | [-] | \\ Initial value for IDM1 | Gamma IDM4 [-] | [-] | \\ Uncertainty budget of NDRES and STH in IDM4 (Integer 0-20) | [7 empty] | Gamma Dem IDM4 [-] | [-] | \\ Uncertainty budget of Demand in IDM4 (Integer 0-20)
sK_theta | 1 | [pu] | \\ STH output multiplier at startup | Gamma IDM5 [-] | [-] | \\ Uncertainty budget of NDRES and STH in IDM5 (Integer 0-17) | [7 empty] | Gamma Dem IDM5 [-] | [-] | \\ Uncertainty budget of Demand in IDM5 (Integer 0-17)
sDelta | 1 | [hour] | \\ Power to energy conversion factor | Gamma IDM6 [-] | [-] | \\ Uncertainty budget of NDRES and STH in IDM6 (Integer 0-12) | [7 empty] | Gamma Dem IDM6 [-] | [-] | \\ Uncertainty budget of Demand in IDM7 (Integer 0-12)
sPower_base | 100 | [MVA] | \\ Base apparent power | Gamma IDM7 [-] | [-] | \\ Uncertainty budget of NDRES and STH in IDM7 (Integer 0-4) | [7 empty] | Gamma Dem IDM7 [-] | [-] | \\ Uncertainty budget of Demand in IDM7 (Integer 0-4)
sVoltage_base | 10 | [KV] | \\ Base voltage | NDRES-STH ID | - | \\ Identification of NDRES and STH for indexing (U) | [7 empty] | Demand ID | - | \\ Identification of Demand for indexing (U)
sSReserve_limit | 0.1 | [pu] | \\ SR share that can be provided by VPP compared to its capacity
sSReserve_Ndres_limit | 0.05 | [pu] | \\ SR share that can be provided by NDRES compared to its capacity
sSReserve_Sth_limit | 0.3 | [pu] | \\ SR share that can be provided by STH compared to its capacity
sSReserve_Dres_limit | 0.5 | [pu] | \\ SR share that can be provided by DRES compared to its capacity | NDRES-STH ID | Gamma DAM [-] | Gamma SRM [-] | Gamma IDM1 [-] | Gamma IDM2 [-] | Gamma IDM3 [-] | Gamma IDM4 [-] | Gamma IDM5 [-] | Gamma IDM6 [-] | Gamma IDM7 [-] | Demand ID | Gamma Dem DAM [-] | Gamma Dem SRM [-] | Gamma Dem IDM1 [-] | Gamma Dem IDM2 [-] | Gamma Dem IDM3 [-] | Gamma Dem IDM4 [-] | Gamma Dem IDM5 [-] | Gamma Dem IDM6 [-] | Gamma Dem IDM7 [-]
pGamma_Price_DAM [-] | 12 | [-] | \\ Uncertainty budget of DAM price (Integer 0-24) | U3 | 12 | 12 | 12 | 12 | 12 | 10 | 9 | 6 | 2 | U6 | 12 | 12 | 12 | 12 | 12 | 10 | 9 | 6 | 2
pGamma_Price_SRM_up [-] | 12 | [-] | \\ Uncertainty budget of up SRM price (Integer 0-24) | U4 | 6 | 6 | 6 | 6 | 6 | 6 | 6 | 3 | 0
pGamma_Price_SRM_down [-] | 12 | [-] | \\ Uncertainty budget of down SRM price (Integer 0-24) | U5 | 6 | 6 | 6 | 6 | 6 | 6 | 6 | 3 | 0
pGamma_Price_IDM1 [-] | 12 | [-] | \\ Uncertainty budget of IDM1 price (Integer 0-24)
pGamma_Price_IDM2 [-] | 12 | [-] | \\ Uncertainty budget of IDM2 price (Integer 0-24)
pGamma_Price_IDM3 [-] | 12 | [-] | \\ Uncertainty budget of IDM3 price (Integer 0-24)
pGamma_Price_IDM4 [-] | 10 | [-] | \\ Uncertainty budget of IDM4 price (Integer 0-20)
pGamma_Price_IDM5 [-] | 9 | [-] | \\ Uncertainty budget of IDM5 price (Integer 0-17)
pGamma_Price_IDM6 [-] | 6 | [-] | \\ Uncertainty budget of IDM6 price (Integer 0-12)
pGamma_Price_IDM7 [-] | 2 | [-] | \\ Uncertainty budget of IDM7 price (Integer 0-4)

## Buses
Bus parameters | Unit | Description
Bus ID | - | \\ Identification of bus for indexing (B)
Bus Type | - | \\ Specification for bus--reference bus (REF), common bus C, point of common coupling PCC
PCC ID | - | \\ Specification of point of common coupling (PCC) bus
Base kV [KV] | [KV] | \\ Base KVolt for computation in per unit
PCC capacity [MW] | [MW] | \\ Capacity of PCC bus
Bus ID | Bus Type | Base kV [KV] | PCC ID | PCC capacity [MW]
B5 | REF | 132 | B5 | 500
B5 | PCC | 132

## VPP_Units
VPP units parameters | Unit | Description
VPP ID | - | \\ Identification of VPP unit for indexing (U)
Bus ID | - | \\ Identification of bus for indexing (B)
Unit type | - | \\ Identification of unit type for indexing (DRES, NDRES, STH, D, TES, ES)
STH ID | - | \\ Identification of STH unit (U)
TES ID | - | \\ Identification of TES unit connected to STH (U)
\\ Important note: At least one unit of each type (DRES, NDRES, STH, D, TES, ES) must be defined in the first table. If a given unit type does not exist in the VPP, set the corresponding parameters in the fourth table to zero.
[7 empty] | Global parameters | Value | Unit | Description
VPP ID | Bus ID | Unit type | VPP ID | Unit type | STH ID | TES ID | sDRES_exists [-] | 1 | [0/1] | Binary to represent whether DRES exists in the VPP
U1 | B5 | DRES | U1 | DRES | U5 | U9 | sHydro_exists [-] | 1 | [0/1] | Binary to represent whether Hydro exists in the VPP
U2 | B5 | DRES | U2 | DRES |  |  | sBiomass_exists [-] | 1 | [0/1] | Binary to represent whether Biomass exists in the VPP
U3 | B5 | NDRES | U3 | NDRES |  |  | sNDRES_exists [-] | 1 | [0/1] | Binary to represent whether NDRES exists in the VPP
U4 | B5 | NDRES | U4 | NDRES |  |  | sWF_exists [-] | 1 | [0/1] | Binary to represent whether Wind farm exists in the VPP
U5 | B5 | STH | U5 | STH |  |  | sPV_exists [-] | 1 | [0/1] | Binary to represent whether PV exists in the VPP
U6 | B5 | D | U6 | D |  |  | sSTH_exists [-] | 1 | [0/1] | Binary to represent whether STH exists in the VPP
U9 | B5 | TES | U9 | TES |  |  | sTS_exists [-] | 1 | [0/1] | Binary to represent whether TES exists in the VPP
U10 | B5 | ES | U10 | ES |  |  | sDem_exists [-] | 1 | [0/1] | Binary to represent whether Demand exists in the VPP
[7 empty] | sES_exists [-] | 0 | [0/1] | Binary to represent whether ES exists in the VPP
[7 empty] | sLine_exists [-] | 0 | [0/1] | Binary to represent whether Line exists in the VPP
|  | DRES |  | DRES
|  | NDRES |  | NDRES
|  | STH |  | STH
|  | ES |  | ES
|  | D |  | D
|  | TES |  | TES

## TSO
TSO parameters | Unit | Description
Period | - | \\ Identification of period (T)
TSO up/down SR request [-] | [-] | \\ Relation between up and down SR requested by TSO (SR Bound for Spanish Market)
Period | TSO up/down SR request [-]
T1 | 1
T2 | 1
T3 | 1
T4 | 1
T5 | 1
T6 | 1
T7 | 1
T8 | 1
T9 | 1
T10 | 1
T11 | 1
T12 | 1
T13 | 1
T14 | 1
T15 | 1
T16 | 1
T17 | 1
T18 | 1
T19 | 1
T20 | 1
T21 | 1
T22 | 1
T23 | 1
T24 | 1

## Line
Line parameters | Unit | Description
Line ID | - | \\ Identification of line for indexing (L)
From Bus Number | - | \\ Origin bus for line (B)
To Bus Number | - | \\ Destination bus for line (B)
Capacity [MW] | [MW] | \\ Power capacity of line
Reactance [pu] | [pu] | \\ Line reactance
Line ID | Capacity [MW] | Reactance [pu] | Line ID | From Bus Number | Line ID | To Bus Number
L1 | 500 | 0.15 | L1 | B5 | L1 | B5

## NDRES
NDRES parameters | Unit | Description
NDRES ID | - | \\ Identification of NDRES (U)
Min power [MW] | [MW] | \\ Minimum power production of NDRES
Operation Cost [Euro/MWh] | [Euro/MWh] | \\ Operation costs of NDRES
SR Ramp Up [MW/min] | [MW/min] | \\ SR ramp up rate of NDRES
SR Ramp Down [MW/min] | [MW/min] | \\ SR ramp down rate of NDRES
NDRES ID | Min power [MW] | Operation Cost [Euro/MWh] | SR Ramp Up [MW/min] | SR Ramp Down [MW/min] | Max power [MW]
U3 | 0 | 15 | 0.2 | 0.5 | 50
U4 | 0 | 10 | 0.3 | 0.5 | 50

## STH
STH parameters | Unit | Description |  |  |  | STH parameters | Unit | Description
STH ID | - | \\ Identification of STH units (U) |  |  |  | Min down time [hour] | [hour] | \\ Minimum down time of STH
Period | - | \\ Identification of period (T) |  |  |  | Powerblock breakpoint [MW] | [MW] | \\ Value of power block thermal input at breakpoint
SOS set | - | \\ Identification of Special Ordered Set of Type 2 (SOS) variable of power block of STH (I) |  |  |  | Piecewise bounds [pu] | [pu] | \\ Piecewise bounds efficiency according to input thermal power
Online periods prior IDMs [hour] | [hour] | \\ Number of periods STH has been online prior to the first period of IDM1
Offline periods prior IDMs [hour] | [hour] | \\ Number of periods STH has been offline prior to the first period of IDM1
Operation cost [Euro/MWh] | [Euro] | \\ Operation costs of STH units
Machine capacity [MW] | [MW] | \\ Machine Capacity of STH power block
Max electrical output [MW] | [MW] | \\ Maximum electrical output power of STH unit
Commit status t=0 [-] | [-] | \\ Commitment status of STH at t=0
Online periods prior t=1 [hour] | [hour] | \\ Number of periods STH has been online prior to the first period
Offline periods prior t=1 [hour] | [hour] | \\ Number of periods STH has been offline prior to the first period
Min up time [hour] | [hour] | \\ Minimum up time of STH
STH ID | Period | Online periods prior IDMs [hour] | Offline periods prior IDMs [hour] | STH ID | Operation cost [Euro/MWh] | Machine capacity [MW] | Max electrical output [MW] | Commit status t=0 [-] | Online periods prior t=1 [hour] | Offline periods prior t=1 [hour] | Min up time [hour] | Min down time [hour] | STH ID | SOS set | Powerblock breakpoint [MW] | Piecewise bounds [pu]
U5 | T1 | 0 | 2 | U5 | 25 | 140 | 55 | 0 | 0 | 2 | 3 | 2 | U5 | I1 | 0 | 0
U5 | T2 | 0 | 2 | [9 empty] | U5 | I2 | 18.99 | 0
U5 | T3 | 0 | 2 | [9 empty] | U5 | I3 | 19 | 0.27
U5 | T4 | 0 | 2 | [9 empty] | U5 | I4 | 40 | 0.34
U5 | T5 | 0 | 2 | [9 empty] | U5 | I5 | 70 | 0.38
U5 | T6 | 0 | 2 | [9 empty] | U5 | I6 | 140 | 0.395
U5 | T7 | 0 | 2
U5 | T8 | 0 | 2
U5 | T9 | 0 | 2
U5 | T10 | 0 | 2
U5 | T11 | 0 | 2
U5 | T12 | 0 | 2
U5 | T13 | 0 | 2
U5 | T14 | 0 | 2
U5 | T15 | 0 | 2
U5 | T16 | 0 | 2
U5 | T17 | 0 | 2
U5 | T18 | 0 | 2
U5 | T19 | 0 | 2
U5 | T20 | 0 | 2
U5 | T21 | 0 | 2
U5 | T22 | 0 | 2
U5 | T23 | 0 | 2
U5 | T24 | 0 | 2

## DRES
DRES parameters | Unit | Description |  |  |  | DRES parameters | Unit | Description
DRES ID | - | \\ Identification of DRES units (U) |  |  |  | Startup cost [Euro] | [Euro] | \\ Startup cost for DRES
Period | - | \\ Identification of period (T) |  |  |  | Shutdown cost [Euro] | [Euro] | \\ Shutdown cost for DRES
SR status | - | \\ SR activation (no reserve, up reserve, down reserve) status (V) |  |  |  | Commit status t=0 [-] | [-] | \\ Initial status of DRES
Online periods prior IDMs [hour] | [hour] | \\ Number of periods DRES has been online prior to the first period of IDM1 |  |  |  | power production t=0 [MW] | [MW] | \\ Initial power production of DRES
Offline periods prior IDMs [hour] | [hour] | \\ Number of periods DRES has been offline prior to the first period of IDM1 |  |  |  | SR ramp up [MW/min] | [MW/min] | \\ Up SR ramp rate of DRES
Production cost [Euro/MWh] | [Euro/MWH] | \\ Production costs for DRES |  |  |  | SR ramp down [MW/min] | [MW/min] | \\ Down SR ramp rate of DRES
Max power production [MW] | [MW] | \\ DRES maximum power production |  |  |  | Online periods prior t=1 [hour] | [hour] | \\ Number of periods DRES has been online prior to the first period
Min power production [MW] | [MW] | \\ DRES minimum power production |  |  |  | Offline periods prior t=1 [hour] | [hour] | \\ Number of periods DRES has been offline prior to the first period
Ramp up [MW/h] | [MW/h] | \\ DRES ramping up limit |  |  |  | Min up time [hour] | [hour] | \\ Minimum up time of DRES
Ramp down [MW/h] | [MW/h] | \\ DRES ramping down limit |  |  |  | Min down time [hour] | [hour] | \\ Minimum down time of DRES
Startup ramp up [MW/h] | [MW/h] | \\ DRES startup ramping up limit |  |  |  | Up SR t=0 [MW] | [MW] | \\ Up SR provided by DRES in time 0
Shutdown ramp down [MW/h] | [MW/h] | \\ DRES shutdown ramping down limit |  |  |  | Down SR t=0 [MW] | [MW] | \\ Down SR provided by DRES in time 0
DRES ID | Period | Online periods prior IDMs [hour] | Offline periods prior IDMs [hour] | DRES ID | Production cost [Euro/MWh] | Max power production [MW] | Min power production [MW] | Ramp up [MW/h] | Ramp down [MW/h] | Startup ramp up [MW/h] | Shutdown ramp down [MW/h] | Startup cost [Euro] | Shutdown cost [Euro] | Commit status t=0 [-] | power production t=0 [MW] | SR ramp up [MW/min] | SR ramp down [MW/min] | Online periods prior t=1 [hour] | Offline periods prior t=1 [hour] | Min up time [hour] | Min down time [hour] | Max energy [MWh] | SR status | DRES ID | Up SR t=0 [MW] | Down SR t=0 [MW]
U1 | T1 | 0 | 1 | U1 | 12.5 | 50 | 10 | 600 | 600 | 600 | 600 | 100 | 50 | 0 | 0 | 10 | 10 | 0 | 1 | 0 | 0 | 996 | V0 | U1 | 0 | 0
U1 | T2 | 0 | 1 | U2 | 60 | 10 | 2 | 60 | 60 | 60 | 60 | 300 | 150 | 0 | 0 | 0.2 | 0.2 | 0 | 3 | 3 | 3 | 240 | V0 | U2 | 0 | 0
U1 | T3 | 0 | 1 | [19 empty] | V1 | U1 | 0 | 0
U1 | T4 | 0 | 1 | [19 empty] | V1 | U2 | 0 | 0
U1 | T5 | 0 | 1 | [19 empty] | V2 | U1 | 0 | 0
U1 | T6 | 0 | 1 | [19 empty] | V2 | U2 | 0 | 0
U1 | T7 | 0 | 1
U1 | T8 | 0 | 1
U1 | T9 | 0 | 1
U1 | T10 | 0 | 1
U1 | T11 | 0 | 1
U1 | T12 | 0 | 1
U1 | T13 | 0 | 1
U1 | T14 | 0 | 1
U1 | T15 | 0 | 1
U1 | T16 | 0 | 1
U1 | T17 | 0 | 1
U1 | T18 | 0 | 1
U1 | T19 | 0 | 1
U1 | T20 | 0 | 1
U1 | T21 | 0 | 1
U1 | T22 | 0 | 1
U1 | T23 | 0 | 1
U1 | T24 | 0 | 1
U2 | T1 | 0 | 3
U2 | T2 | 0 | 3
U2 | T3 | 0 | 3
U2 | T4 | 0 | 3
U2 | T5 | 0 | 3
U2 | T6 | 0 | 3
U2 | T7 | 0 | 3
U2 | T8 | 0 | 3
U2 | T9 | 0 | 3
U2 | T10 | 0 | 3
U2 | T11 | 0 | 3
U2 | T12 | 0 | 3
U2 | T13 | 0 | 3
U2 | T14 | 0 | 3
U2 | T15 | 0 | 3
U2 | T16 | 0 | 3
U2 | T17 | 0 | 3
U2 | T18 | 0 | 3
U2 | T19 | 0 | 3
U2 | T20 | 0 | 3
U2 | T21 | 0 | 3
U2 | T22 | 0 | 3
U2 | T23 | 0 | 3
U2 | T24 | 0 | 3

## ESS
ESS (ES & TES) parameters | Unit | Description | [5 empty] | ESS (ES & TS) parameters | Unit | Description
ESS ID | - | \\ Identification of ESS (ES/TES) (U) | [5 empty] | SR ramp down [MW/min] | [MW/min] | \\ Down SR ramp rate of ESS (ES/TES)
Self degradation coefficient [-] | [-] | \\ Self degradation coefficient of ES
Max energy [MWh] | [MWh] | \\ Maximum energy capacity of ESS (ES/TES)
Min energy [MWh] | [MWh] | \\ Minimum energy capacity of ESS (ES/TES)
Discharging power [MW] | [MW] | \\ Maximum discharging power of ESS (ES/TES)
Charging power [MW] | [MW] | \\ Maximum charging power of ESS (ES/TES)
Initial energy [MWh] | [MWh] | \\ Initial energy stored in ESS (ES/TES)
Charging efficiency [%] | [%] | \\ Charging efficiency of ESS (ES/TES)
Discharging efficiency [%] | [%] | \\ Discharging efficiency of ESS (ES/TES)
ESS cost [Euro] | [Euro] | \\ Total ES unit cost including degradation and operational costs
lifecycle slope [-] | [-] | \\ Slope of the linear approximation of the expected lifecycle of ES as function of cycles
SR ramp up [MW/min] | [MW/min] | \\ Up SR ramp rate of ESS (ES/TES)
ESS ID | Self degradation coefficient [-] | Max energy [MWh] | Min energy [MWh] | Discharging power [MW] | Charging power [MW] | Initial energy [MWh] | Charging efficiency [%] | Discharging efficiency [%] | ESS cost [Euro] | lifecycle slope [-] | SR ramp up [MW/min] | SR ramp down [MW/min]
U9 | 0 | 1100 | 110 | 115 | 140 | 550 | 0.95 | 0.95 | 0 | 0 | 2 | 2
U10 | 0 | 60 | 6 | 20 | 20 | 30 | 0.95 | 0.95 | 1800 | 1 | 10 | 10

## Demand
Demand parameters | Unit | Description | [5 empty] | Demand parameters | Unit | Description
Demand ID | - | \\ Identification of demand (U) | [5 empty] | SR Ramp Down [MW/min] | [MW/min] | \\ Down SR ramp rate of demand
Profile | - | \\ Load profiles (LP) | [5 empty] | Initial load level [MW] | [MW] | \\ Initial consumption level for each demand
Period | - | \\ Identification of period (T) | [5 empty] | Up SR t=0 [MW] | [MW] | \\ Up SR provided by demand at t=0
SR status | - | \\ SR activation (no reserve, up reserve, down reserve) status (V) | [5 empty] | Down SR t=0 [MW] | [MW] | \\ Down SR provided by demand at t=0
Demand [MW] | [MW] | \\ Demand consumption | [5 empty] | Dev Demand DAM [MW] | [MW] | \\ Positive forecast deviation of demand in the DAM
Cost [Euro] | [Euro] | \\ Selection cost of different load profile for each demand unit | [5 empty] | Dev Demand SRM [MW] | [MW] | \\ Positive forecast deviation of demand in the SRM
Negative fluctuation [pu] | [pu] | \\ Maximum negative fluctuation of demand profile in IDM compared to DAM session | [5 empty] | Dev Demand IDM1 [MW] | [MW] | \\ Positive forecast deviation of demand in the IDM1
Positive fluctuation [pu] | [pu] | \\ Maximum positive fluctuation of demand profile in IDM compared to DAM session | [5 empty] | Dev Demand IDM2 [MW] | [MW] | \\ Positive forecast deviation of demand in the IDM2
Min Energy [MWh] | [MWh] | \\ Minimum daily energy consumption requested by demand | [5 empty] | Dev Demand IDM3 [MW] | [MW] | \\ Positive forecast deviation of demand in the IDM3
Ramp Up [MW/h] | [MW/h] | \\ Demand pick up ramping limit | [5 empty] | Dev Demand IDM4 [MW] | [MW] | \\ Positive forecast deviation of demand in the IDM4
Ramp Down [MW/h] | [MW/h] | \\ Demand drop ramping limit | [5 empty] | Dev Demand IDM5 [MW] | [MW] | \\ Positive forecast deviation of demand in the IDM5
SR Ramp Up [MW/min] | [MW/min] | \\ Up SR ramp rate of demand | [5 empty] | Dev Demand IDM6 [MW] | [MW] | \\ Positive forecast deviation of demand in the IDM6
Demand ID | Profile | Period | Demand [MW] | Demand ID | Profile | Cost [Euro] | Demand ID | Period | Negative fluctuation [pu] | Positive fluctuation [pu] | Demand ID | Min Energy [MWh] | Ramp Up [MW/h] | Ramp Down [MW/h] | SR Ramp Up [MW/min] | SR Ramp Down [MW/min] | Initial load level [MW] | Min Demand [MW] | Max Demand [MW] | SR status | Demand ID | Up SR t=0 [MW] | Down SR t=0 [MW] | Demand ID | Profile | Period | Dev Demand DAM [MW] | Dev Demand SRM [MW] | Dev Demand IDM1 [MW] | Dev Demand IDM2 [MW] | Dev Demand IDM3 [MW] | Dev Demand IDM4 [MW] | Dev Demand IDM5 [MW] | Dev Demand IDM6 [MW] | Dev Demand IDM7 [MW]
U6 | lp1 | T1 | 32 | U6 | lp1 | 0 | U6 | T1 | 0.1 | 0.1 | U6 | 1684 | 180 | 180 | 3 | 3 | 84 | 0 | 180 | V0 | U6 | 0 | 0 | U6 | lp1 | T1 | 2.56 | 2.56 | 1.92 | 1.92 | 0.96 | 0.64 | 0.64 | 0 | 0
U6 | lp1 | T2 | 32 | U6 | lp2 | 0 | U6 | T2 | 0.1 | 0.1 | [9 empty] | V1 | U6 | 0 | 0 | U6 | lp1 | T2 | 2.88 | 2.88 | 2.24 | 2.24 | 1.6 | 0.96 | 0.64 | 0 | 0
U6 | lp1 | T3 | 32 | U6 | lp3 | 0 | U6 | T3 | 0.1 | 0.1 | [9 empty] | V2 | U6 | 0 | 0 | U6 | lp1 | T3 | 3.52 | 3.52 | 2.88 | 2.88 | 2.24 | 2.24 | 1.92 | 1.28 | 1.28
U6 | lp1 | T4 | 32 |  |  |  | U6 | T4 | 0.1 | 0.1 | [13 empty] | U6 | lp1 | T4 | 3.52 | 2.88 | 2.88 | 2.56 | 2.56 | 2.56 | 1.92 | 1.28 | 1.28
U6 | lp1 | T5 | 32 |  |  |  | U6 | T5 | 0.1 | 0.1 | [13 empty] | U6 | lp1 | T5 | 3.52 | 2.88 | 2.56 | 2.56 | 1.92 | 1.92 | 1.92 | 1.28 | 0.64
U6 | lp1 | T6 | 32 |  |  |  | U6 | T6 | 0.1 | 0.1 | [13 empty] | U6 | lp1 | T6 | 4.8 | 4.16 | 2.88 | 2.88 | 2.88 | 2.56 | 2.56 | 1.92 | 1.92
U6 | lp1 | T7 | 44 |  |  |  | U6 | T7 | 0.1 | 0.1 | [13 empty] | U6 | lp1 | T7 | 9.24 | 8.8 | 7.92 | 7.04 | 6.16 | 6.16 | 5.72 | 3.96 | 1.76
U6 | lp1 | T8 | 122 |  |  |  | U6 | T8 | 0.1 | 0.1 | [13 empty] | U6 | lp1 | T8 | 45.14 | 45.14 | 39.04 | 31.72 | 30.5 | 28.06 | 25.62 | 21.96 | 8.54
U6 | lp1 | T9 | 122 |  |  |  | U6 | T9 | 0.1 | 0.1 | [13 empty] | U6 | lp1 | T9 | 45.14 | 42.7 | 34.16 | 30.5 | 30.5 | 28.06 | 26.84 | 21.96 | 9.76
U6 | lp1 | T10 | 80 |  |  |  | U6 | T10 | 0.1 | 0.1 | [13 empty] | U6 | lp1 | T10 | 24.8 | 21.6 | 19.2 | 18.4 | 16.8 | 15.2 | 15.2 | 12.8 | 10.4
U6 | lp1 | T11 | 80 |  |  |  | U6 | T11 | 0.1 | 0.1 | [13 empty] | U6 | lp1 | T11 | 17.6 | 17.6 | 16 | 15.2 | 15.2 | 11.2 | 11.2 | 8.8 | 7.2
U6 | lp1 | T12 | 80 |  |  |  | U6 | T12 | 0.1 | 0.1 | [13 empty] | U6 | lp1 | T12 | 16 | 15.2 | 13.6 | 13.6 | 12.8 | 10.4 | 10.4 | 8.8 | 6.4
U6 | lp1 | T13 | 64 |  |  |  | U6 | T13 | 0.1 | 0.1 | [13 empty] | U6 | lp1 | T13 | 12.16 | 12.16 | 10.24 | 10.24 | 10.24 | 8.32 | 8.32 | 7.04 | 5.12
U6 | lp1 | T14 | 64 |  |  |  | U6 | T14 | 0.1 | 0.1 | [13 empty] | U6 | lp1 | T14 | 9.6 | 9.6 | 8.96 | 8.96 | 8.96 | 8.96 | 7.04 | 5.76 | 3.84
U6 | lp1 | T15 | 80 |  |  |  | U6 | T15 | 0.1 | 0.1 | [13 empty] | U6 | lp1 | T15 | 12 | 11.2 | 9.6 | 9.6 | 9.6 | 9.6 | 8.8 | 7.2 | 4.8
U6 | lp1 | T16 | 80 |  |  |  | U6 | T16 | 0.1 | 0.1 | [13 empty] | U6 | lp1 | T16 | 15.2 | 14.4 | 12.8 | 12.8 | 12.8 | 12.8 | 12 | 10.4 | 8
U6 | lp1 | T17 | 80 |  |  |  | U6 | T17 | 0.1 | 0.1 | [13 empty] | U6 | lp1 | T17 | 16 | 16 | 16 | 14.4 | 14.4 | 12.8 | 12.8 | 10.4 | 10.4
U6 | lp1 | T18 | 80 |  |  |  | U6 | T18 | 0.1 | 0.1 | [13 empty] | U6 | lp1 | T18 | 16.8 | 15.2 | 15.2 | 13.6 | 12.8 | 12.8 | 11.2 | 8.8 | 8.8
U6 | lp1 | T19 | 80 |  |  |  | U6 | T19 | 0.1 | 0.1 | [13 empty] | U6 | lp1 | T19 | 12.8 | 12.8 | 10.4 | 10.4 | 9.6 | 8 | 8 | 5.6 | 5.6
U6 | lp1 | T20 | 92 |  |  |  | U6 | T20 | 0.1 | 0.1 | [13 empty] | U6 | lp1 | T20 | 12.88 | 12.88 | 8.28 | 7.36 | 7.36 | 6.44 | 6.44 | 4.6 | 3.68
U6 | lp1 | T21 | 92 |  |  |  | U6 | T21 | 0.1 | 0.1 | [13 empty] | U6 | lp1 | T21 | 11.96 | 11.96 | 9.2 | 5.52 | 5.52 | 5.52 | 4.6 | 3.68 | 2.76
U6 | lp1 | T22 | 84 |  |  |  | U6 | T22 | 0.1 | 0.1 | [13 empty] | U6 | lp1 | T22 | 10.92 | 10.08 | 6.72 | 5.04 | 4.2 | 4.2 | 4.2 | 3.36 | 3.36
U6 | lp1 | T23 | 84 |  |  |  | U6 | T23 | 0.1 | 0.1 | [13 empty] | U6 | lp1 | T23 | 10.92 | 10.92 | 7.56 | 5.88 | 5.88 | 5.88 | 5.04 | 5.04 | 3.36
U6 | lp1 | T24 | 84 |  |  |  | U6 | T24 | 0.1 | 0.1 | [13 empty] | U6 | lp1 | T24 | 9.24 | 9.24 | 6.72 | 4.2 | 4.2 | 4.2 | 4.2 | 2.52 | 2.52
U6 | lp2 | T1 | 38 | [20 empty] | U6 | lp2 | T1 | 3.04 | 3.04 | 2.28 | 2.28 | 1.14 | 0.76 | 0.76 | 0 | 0
U6 | lp2 | T2 | 38 | [20 empty] | U6 | lp2 | T2 | 3.42 | 3.42 | 2.66 | 2.66 | 1.9 | 1.14 | 0.76 | 0 | 0
U6 | lp2 | T3 | 38 | [20 empty] | U6 | lp2 | T3 | 4.18 | 4.18 | 3.42 | 3.42 | 2.66 | 2.66 | 2.28 | 1.52 | 1.52
U6 | lp2 | T4 | 38 | [20 empty] | U6 | lp2 | T4 | 4.18 | 3.42 | 3.42 | 3.04 | 3.04 | 3.04 | 2.28 | 1.52 | 1.52
U6 | lp2 | T5 | 38 | [20 empty] | U6 | lp2 | T5 | 4.18 | 3.42 | 3.04 | 3.04 | 2.28 | 2.28 | 2.28 | 1.52 | 0.76
U6 | lp2 | T6 | 38 | [20 empty] | U6 | lp2 | T6 | 5.7 | 4.94 | 3.42 | 3.42 | 3.42 | 3.04 | 3.04 | 2.28 | 2.28
U6 | lp2 | T7 | 38 | [20 empty] | U6 | lp2 | T7 | 7.98 | 7.6 | 6.84 | 6.08 | 5.32 | 5.32 | 4.94 | 3.42 | 1.52
U6 | lp2 | T8 | 116 | [20 empty] | U6 | lp2 | T8 | 42.92 | 42.92 | 37.12 | 30.16 | 29 | 26.68 | 24.36 | 20.88 | 8.12
U6 | lp2 | T9 | 116 | [20 empty] | U6 | lp2 | T9 | 42.92 | 40.6 | 32.48 | 29 | 29 | 26.68 | 25.52 | 20.88 | 9.28
U6 | lp2 | T10 | 74 | [20 empty] | U6 | lp2 | T10 | 22.94 | 19.98 | 17.76 | 17.02 | 15.54 | 14.06 | 14.06 | 11.84 | 9.62
U6 | lp2 | T11 | 74 | [20 empty] | U6 | lp2 | T11 | 16.28 | 16.28 | 14.8 | 14.06 | 14.06 | 10.36 | 10.36 | 8.14 | 6.66
U6 | lp2 | T12 | 74 | [20 empty] | U6 | lp2 | T12 | 14.8 | 14.06 | 12.58 | 12.58 | 11.84 | 9.62 | 9.62 | 8.14 | 5.92
U6 | lp2 | T13 | 58 | [20 empty] | U6 | lp2 | T13 | 11.02 | 11.02 | 9.28 | 9.28 | 9.28 | 7.54 | 7.54 | 6.38 | 4.64
U6 | lp2 | T14 | 58 | [20 empty] | U6 | lp2 | T14 | 8.7 | 8.7 | 8.12 | 8.12 | 8.12 | 8.12 | 6.38 | 5.22 | 3.48
U6 | lp2 | T15 | 86 | [20 empty] | U6 | lp2 | T15 | 12.9 | 12.04 | 10.32 | 10.32 | 10.32 | 10.32 | 9.46 | 7.74 | 5.16
U6 | lp2 | T16 | 86 | [20 empty] | U6 | lp2 | T16 | 16.34 | 15.48 | 13.76 | 13.76 | 13.76 | 13.76 | 12.9 | 11.18 | 8.6
U6 | lp2 | T17 | 86 | [20 empty] | U6 | lp2 | T17 | 17.2 | 17.2 | 17.2 | 15.48 | 15.48 | 13.76 | 13.76 | 11.18 | 11.18
U6 | lp2 | T18 | 80 | [20 empty] | U6 | lp2 | T18 | 16.8 | 15.2 | 15.2 | 13.6 | 12.8 | 12.8 | 11.2 | 8.8 | 8.8
U6 | lp2 | T19 | 80 | [20 empty] | U6 | lp2 | T19 | 12.8 | 12.8 | 10.4 | 10.4 | 9.6 | 8 | 8 | 5.6 | 5.6
U6 | lp2 | T20 | 80 | [20 empty] | U6 | lp2 | T20 | 11.2 | 11.2 | 7.2 | 6.4 | 6.4 | 5.6 | 5.6 | 4 | 3.2
U6 | lp2 | T21 | 80 | [20 empty] | U6 | lp2 | T21 | 10.4 | 10.4 | 8 | 4.8 | 4.8 | 4.8 | 4 | 3.2 | 2.4
U6 | lp2 | T22 | 90 | [20 empty] | U6 | lp2 | T22 | 11.7 | 10.8 | 7.2 | 5.4 | 4.5 | 4.5 | 4.5 | 3.6 | 3.6
U6 | lp2 | T23 | 90 | [20 empty] | U6 | lp2 | T23 | 11.7 | 11.7 | 8.1 | 6.3 | 6.3 | 6.3 | 5.4 | 5.4 | 3.6
U6 | lp2 | T24 | 90 | [20 empty] | U6 | lp2 | T24 | 9.9 | 9.9 | 7.2 | 4.5 | 4.5 | 4.5 | 4.5 | 2.7 | 2.7
U6 | lp3 | T1 | 36 | [20 empty] | U6 | lp3 | T1 | 2.88 | 2.88 | 2.16 | 2.16 | 1.08 | 0.72 | 0.72 | 0 | 0
U6 | lp3 | T2 | 36 | [20 empty] | U6 | lp3 | T2 | 3.24 | 3.24 | 2.52 | 2.52 | 1.8 | 1.08 | 0.72 | 0 | 0
U6 | lp3 | T3 | 36 | [20 empty] | U6 | lp3 | T3 | 3.96 | 3.96 | 3.24 | 3.24 | 2.52 | 2.52 | 2.16 | 1.44 | 1.44
U6 | lp3 | T4 | 36 | [20 empty] | U6 | lp3 | T4 | 3.96 | 3.24 | 3.24 | 2.88 | 2.88 | 2.88 | 2.16 | 1.44 | 1.44
U6 | lp3 | T5 | 36 | [20 empty] | U6 | lp3 | T5 | 3.96 | 3.24 | 2.88 | 2.88 | 2.16 | 2.16 | 2.16 | 1.44 | 0.72
U6 | lp3 | T6 | 36 | [20 empty] | U6 | lp3 | T6 | 5.4 | 4.68 | 3.24 | 3.24 | 3.24 | 2.88 | 2.88 | 2.16 | 2.16
U6 | lp3 | T7 | 46 | [20 empty] | U6 | lp3 | T7 | 9.66 | 9.2 | 8.28 | 7.36 | 6.44 | 6.44 | 5.98 | 4.14 | 1.84
U6 | lp3 | T8 | 94 | [20 empty] | U6 | lp3 | T8 | 34.78 | 34.78 | 30.08 | 24.44 | 23.5 | 21.62 | 19.74 | 16.92 | 6.58
U6 | lp3 | T9 | 120 | [20 empty] | U6 | lp3 | T9 | 44.4 | 42 | 33.6 | 30 | 30 | 27.6 | 26.4 | 21.6 | 9.6
U6 | lp3 | T10 | 120 | [20 empty] | U6 | lp3 | T10 | 37.2 | 32.4 | 28.8 | 27.6 | 25.2 | 22.8 | 22.8 | 19.2 | 15.6
U6 | lp3 | T11 | 78 | [20 empty] | U6 | lp3 | T11 | 17.16 | 17.16 | 15.6 | 14.82 | 14.82 | 10.92 | 10.92 | 8.58 | 7.02
U6 | lp3 | T12 | 78 | [20 empty] | U6 | lp3 | T12 | 15.6 | 14.82 | 13.26 | 13.26 | 12.48 | 10.14 | 10.14 | 8.58 | 6.24
U6 | lp3 | T13 | 78 | [20 empty] | U6 | lp3 | T13 | 14.82 | 14.82 | 12.48 | 12.48 | 12.48 | 10.14 | 10.14 | 8.58 | 6.24
U6 | lp3 | T14 | 62 | [20 empty] | U6 | lp3 | T14 | 9.3 | 9.3 | 8.68 | 8.68 | 8.68 | 8.68 | 6.82 | 5.58 | 3.72
U6 | lp3 | T15 | 62 | [20 empty] | U6 | lp3 | T15 | 9.3 | 8.68 | 7.44 | 7.44 | 7.44 | 7.44 | 6.82 | 5.58 | 3.72
U6 | lp3 | T16 | 78 | [20 empty] | U6 | lp3 | T16 | 14.82 | 14.04 | 12.48 | 12.48 | 12.48 | 12.48 | 11.7 | 10.14 | 7.8
U6 | lp3 | T17 | 78 | [20 empty] | U6 | lp3 | T17 | 15.6 | 15.6 | 15.6 | 14.04 | 14.04 | 12.48 | 12.48 | 10.14 | 10.14
U6 | lp3 | T18 | 78 | [20 empty] | U6 | lp3 | T18 | 16.38 | 14.82 | 14.82 | 13.26 | 12.48 | 12.48 | 10.92 | 8.58 | 8.58
U6 | lp3 | T19 | 78 | [20 empty] | U6 | lp3 | T19 | 12.48 | 12.48 | 10.14 | 10.14 | 9.36 | 7.8 | 7.8 | 5.46 | 5.46
U6 | lp3 | T20 | 78 | [20 empty] | U6 | lp3 | T20 | 10.92 | 10.92 | 7.02 | 6.24 | 6.24 | 5.46 | 5.46 | 3.9 | 3.12
U6 | lp3 | T21 | 94 | [20 empty] | U6 | lp3 | T21 | 12.22 | 12.22 | 9.4 | 5.64 | 5.64 | 5.64 | 4.7 | 3.76 | 2.82
U6 | lp3 | T22 | 82 | [20 empty] | U6 | lp3 | T22 | 10.66 | 9.84 | 6.56 | 4.92 | 4.1 | 4.1 | 4.1 | 3.28 | 3.28
U6 | lp3 | T23 | 82 | [20 empty] | U6 | lp3 | T23 | 10.66 | 10.66 | 7.38 | 5.74 | 5.74 | 5.74 | 4.92 | 4.92 | 3.28
U6 | lp3 | T24 | 82 | [20 empty] | U6 | lp3 | T24 | 9.02 | 9.02 | 6.56 | 4.1 | 4.1 | 4.1 | 4.1 | 2.46 | 2.46

## Energy_Forecast
Energy forecast parameters | Unit | Description | [5 empty] | Energy forecast parameters | Unit | Description
NDRES-STH ID | - | \\ Identification of NDRES and STH (U) | [5 empty] | Pavailable IDM4 [MW] | [MW] | \\ Point forecasts of NDRES production in time period t in IDM4
Period | - | \\ Identification of period (T) | [5 empty] | Dev Pavailable IDM4 [MW] | [MW] | \\ Negative deviation of NDRES production in time period t in IDM4
Pavailable DAM [MW] | [MW] | \\ Point forecasts of NDRES and STH production in time period t in DAM | [5 empty] | Pavailable IDM5 [MW] | [MW] | \\ Point forecasts of NDRES production in time period t in IDM5
Dev Pavailable DAM [MW] | [MW] | \\ Negative deviation of NDRES and STH production in time period t in DAM | [5 empty] | Dev Pavailable IDM5 [MW] | [MW] | \\ negative deviation of NDRES production in time period t in IDM5
Pavailable SRM [MW] | [MW] | \\ Point forecasts of NDRES and STH production in time period t in SRM | [5 empty] | Pavailable IDM6 [MW] | [MW] | \\ Point forecasts of NDRES production in time period t in IDM6
Dev Pavailable SRM [MW] | [MW] | \\ Negative deviation of NDRES and STH production in time period t in SRM [MW] | [5 empty] | Dev Pavailable IDM6 [MW] | [MW] | \\ Negative deviation of NDRES production in time period t in IDM6
Pavailable IDM1 [MW] | [MW] | \\ Point forecasts of NDRES and STH production in time period t in IDM1 | [5 empty] | Pavailable IDM7 [MW] | [MW] | \\ Point forecasts of NDRES production in time period t in IDM7
Dev Pavailable IDM1 [MW] | [MW] | \\ Negative deviation of NDRES and STH production in time period t in IDM1 | [5 empty] | Dev Pavailable IDM7 [MW] | [MW] | \\ Negative deviation of NDRES production in time period t in IDM7
Pavailable IDM2 [MW] | [MW] | \\ Point forecasts of NDRES and STH production in time period t in IDM2
Dev Pavailable IDM2 [MW] | [MW] | \\ Negative deviation of NDRES and STH production in time period t in IDM2
Pavailable IDM3 [MW] | [MW] | \\ Point forecasts of NDRES and STH production in time period t in IDM3
Dev Pavailable IDM3 [MW] | [MW] | \\ Negative deviation of NDRES and STH production in time period t in IDM3
NDRES-STH ID | Period | Pavailable DAM [MW] | Dev Pavailable DAM [MW] | Pavailable SRM [MW] | Dev Pavailable SRM [MW] | Pavailable IDM1 [MW] | Dev Pavailable IDM1 [MW] | Pavailable IDM2 [MW] | Dev Pavailable IDM2 [MW] | Pavailable IDM3 [MW] | Dev Pavailable IDM3 [MW] | Pavailable IDM4 [MW] | Dev Pavailable IDM4 [MW] | Pavailable IDM5 [MW] | Dev Pavailable IDM5 [MW] | Pavailable IDM6 [MW] | Dev Pavailable IDM6 [MW] | Pavailable IDM7 [MW] | Dev Pavailable IDM7 [MW]
U3 | T1 | 24.13 | 20.1 | 24.13 | 18.93 | 24.13 | 18.36 | 24.13 | 12.17 | 24.13 | 11.04 | 0 | 0 | 0 | 0 | 0 | 0 | 0 | 0
U3 | T2 | 24.89 | 20.02 | 24.89 | 19.53 | 24.89 | 17.6 | 24.89 | 17.05 | 24.89 | 16.45 | 0 | 0 | 0 | 0 | 0 | 0 | 0 | 0
U3 | T3 | 23.09 | 18.86 | 23.09 | 17.38 | 23.09 | 15.44 | 23.09 | 13.54 | 23.09 | 10.85 | 0 | 0 | 0 | 0 | 0 | 0 | 0 | 0
U3 | T4 | 22.47 | 17.8 | 22.47 | 16.47 | 22.47 | 15.58 | 22.47 | 13.23 | 22.47 | 12.64 | 0 | 0 | 0 | 0 | 0 | 0 | 0 | 0
U3 | T5 | 24.32 | 17.99 | 24.32 | 17.31 | 24.32 | 16.63 | 24.32 | 14.42 | 24.32 | 14.14 | 24.32 | 12.77 | 0 | 0 | 0 | 0 | 0 | 0
U3 | T6 | 24.49 | 19.47 | 24.49 | 19.06 | 24.49 | 16.72 | 24.49 | 14.78 | 24.49 | 11.66 | 24.49 | 8.3 | 0 | 0 | 0 | 0 | 0 | 0
U3 | T7 | 25.14 | 21.45 | 25.14 | 20.61 | 25.14 | 19.25 | 25.14 | 18.05 | 25.14 | 13.21 | 25.14 | 12 | 0 | 0 | 0 | 0 | 0 | 0
U3 | T8 | 24.19 | 20.13 | 24.19 | 18.83 | 24.19 | 18.34 | 24.19 | 17.44 | 24.19 | 14.75 | 24.19 | 13.02 | 24.19 | 11.59 | 0 | 0 | 0 | 0
U3 | T9 | 27.59 | 24.39 | 27.59 | 23.73 | 27.59 | 23.06 | 27.59 | 22.44 | 27.59 | 17.97 | 27.59 | 15.37 | 27.59 | 11.79 | 0 | 0 | 0 | 0
U3 | T10 | 25.07 | 22.64 | 25.07 | 22.16 | 25.07 | 21.6 | 25.07 | 21.24 | 25.07 | 17.57 | 25.07 | 13.14 | 25.07 | 10.24 | 0 | 0 | 0 | 0
U3 | T11 | 26.36 | 23.95 | 26.36 | 23.92 | 26.36 | 22.75 | 26.36 | 21.91 | 26.36 | 18.84 | 26.36 | 16.71 | 26.36 | 15.53 | 0 | 0 | 0 | 0
U3 | T12 | 27.73 | 25.39 | 27.73 | 25.33 | 27.73 | 25.32 | 27.73 | 25.1 | 27.73 | 23.05 | 27.73 | 18.47 | 27.73 | 17.01 | 0 | 0 | 0 | 0
U3 | T13 | 22.55 | 20.2 | 22.55 | 20.14 | 22.55 | 20.12 | 22.55 | 19.85 | 22.55 | 18.98 | 22.55 | 16.58 | 22.55 | 12.74 | 22.55 | 6.79 | 0 | 0
U3 | T14 | 20.91 | 18.5 | 20.91 | 18.05 | 20.91 | 16.94 | 20.91 | 16.51 | 20.91 | 16.4 | 20.91 | 13.65 | 20.91 | 10.52 | 20.91 | 9.56 | 0 | 0
U3 | T15 | 21.22 | 18.82 | 21.22 | 16.64 | 21.22 | 15.49 | 21.22 | 14.33 | 21.22 | 14.08 | 21.22 | 12.76 | 21.22 | 12.45 | 21.22 | 11.25 | 0 | 0
U3 | T16 | 22.04 | 18.95 | 22.04 | 18.07 | 22.04 | 16 | 22.04 | 15.58 | 22.04 | 13.52 | 22.04 | 12.65 | 22.04 | 10.73 | 22.04 | 9.67 | 0 | 0
U3 | T17 | 25.65 | 22.02 | 25.65 | 21.28 | 25.65 | 21.13 | 25.65 | 20.39 | 25.65 | 17.82 | 25.65 | 15.55 | 25.65 | 15.35 | 25.65 | 12.28 | 0 | 0
U3 | T18 | 23.44 | 20.04 | 23.44 | 18.17 | 23.44 | 17.16 | 23.44 | 14.98 | 23.44 | 12.31 | 23.44 | 9.26 | 23.44 | 8.44 | 23.44 | 7.52 | 0 | 0
U3 | T19 | 25.02 | 19.66 | 25.02 | 17.37 | 25.02 | 17.2 | 25.02 | 16.55 | 25.02 | 13.75 | 25.02 | 12.94 | 25.02 | 9.8 | 25.02 | 6.81 | 0 | 0
U3 | T20 | 27.68 | 23.55 | 27.68 | 21.05 | 27.68 | 16.79 | 27.68 | 14.81 | 27.68 | 13.38 | 27.68 | 11.87 | 27.68 | 11.27 | 27.68 | 10.03 | 0 | 0
U3 | T21 | 24.39 | 20.34 | 24.39 | 16.37 | 24.39 | 11 | 24.39 | 10.54 | 24.39 | 10.02 | 24.39 | 8.24 | 24.39 | 6.34 | 24.39 | 5.74 | 24.39 | 4.3
U3 | T22 | 23.87 | 19.01 | 23.87 | 17.92 | 23.87 | 16.4 | 23.87 | 14.23 | 23.87 | 13.5 | 23.87 | 10.34 | 23.87 | 8.67 | 23.87 | 7.46 | 23.87 | 2.32
U3 | T23 | 24.49 | 18.12 | 24.49 | 17.12 | 24.49 | 16.54 | 24.49 | 15.9 | 24.49 | 14.78 | 24.49 | 14.5 | 24.49 | 11.11 | 24.49 | 5.11 | 24.49 | 3.47
U3 | T24 | 20.97 | 15.9 | 20.97 | 14.77 | 20.97 | 13.92 | 20.97 | 13.21 | 20.97 | 12.22 | 20.97 | 11.14 | 20.97 | 6.9 | 20.97 | 5.59 | 20.97 | 1.98
U4 | T1 | 0 | 0 | 0 | 0 | 0 | 0 | 0 | 0 | 0 | 0 | 0 | 0 | 0 | 0 | 0 | 0 | 0 | 0
U4 | T2 | 0 | 0 | 0 | 0 | 0 | 0 | 0 | 0 | 0 | 0 | 0 | 0 | 0 | 0 | 0 | 0 | 0 | 0
U4 | T3 | 0 | 0 | 0 | 0 | 0 | 0 | 0 | 0 | 0 | 0 | 0 | 0 | 0 | 0 | 0 | 0 | 0 | 0
U4 | T4 | 0 | 0 | 0 | 0 | 0 | 0 | 0 | 0 | 0 | 0 | 0 | 0 | 0 | 0 | 0 | 0 | 0 | 0
U4 | T5 | 0 | 0 | 0 | 0 | 0 | 0 | 0 | 0 | 0 | 0 | 0 | 0 | 0 | 0 | 0 | 0 | 0 | 0
U4 | T6 | 0 | 0 | 0 | 0 | 0 | 0 | 0 | 0 | 0 | 0 | 0 | 0 | 0 | 0 | 0 | 0 | 0 | 0
U4 | T7 | 0 | 0 | 0 | 0 | 0 | 0 | 0 | 0 | 0 | 0 | 0 | 0 | 0 | 0 | 0 | 0 | 0 | 0
U4 | T8 | 1.13 | 1.13 | 1.13 | 1.13 | 1.13 | 1.13 | 1.13 | 1.13 | 1.13 | 1.1 | 1.13 | 0.59 | 1.13 | 0.52 | 0 | 0 | 0 | 0
U4 | T9 | 12.2 | 6.98 | 12.2 | 5.77 | 12.2 | 5.77 | 12.2 | 4.27 | 12.2 | 3.76 | 12.2 | 3.21 | 12.2 | 2.3 | 0 | 0 | 0 | 0
U4 | T10 | 27.9 | 12.53 | 27.9 | 9.78 | 27.9 | 9.78 | 27.9 | 8.57 | 27.9 | 6.47 | 27.9 | 3.97 | 27.9 | 3.36 | 0 | 0 | 0 | 0
U4 | T11 | 37.04 | 13.76 | 37.04 | 11.27 | 37.04 | 11.27 | 37.04 | 10.04 | 37.04 | 6.76 | 37.04 | 5.39 | 37.04 | 4.66 | 0 | 0 | 0 | 0
U4 | T12 | 41.12 | 12.98 | 41.12 | 11.53 | 41.12 | 11.53 | 41.12 | 9.2 | 41.12 | 8.43 | 41.12 | 5.56 | 41.12 | 4.7 | 0 | 0 | 0 | 0
U4 | T13 | 42.6 | 13 | 42.6 | 11.56 | 42.6 | 11.56 | 42.6 | 9.02 | 42.6 | 7.62 | 42.6 | 4.65 | 42.6 | 3.75 | 42.6 | 2.69 | 0 | 0
U4 | T14 | 43.19 | 14.31 | 43.19 | 10.27 | 43.19 | 10.27 | 43.19 | 8.69 | 43.19 | 6.58 | 43.19 | 4.79 | 43.19 | 4.25 | 43.19 | 3.25 | 0 | 0
U4 | T15 | 42.71 | 15.17 | 42.71 | 11.39 | 42.71 | 11.39 | 42.71 | 9.26 | 42.71 | 7.01 | 42.71 | 6.21 | 42.71 | 5.37 | 42.71 | 3.24 | 0 | 0
U4 | T16 | 41.21 | 14.75 | 41.21 | 12.73 | 41.21 | 12.73 | 41.21 | 10.31 | 41.21 | 9.66 | 41.21 | 7.85 | 41.21 | 5.31 | 41.21 | 3.27 | 0 | 0
U4 | T17 | 37.2 | 15.99 | 37.2 | 12.35 | 37.2 | 12.35 | 37.2 | 11.3 | 37.2 | 10.17 | 37.2 | 7.5 | 37.2 | 5.63 | 37.2 | 4.36 | 0 | 0
U4 | T18 | 27.94 | 13.02 | 27.94 | 11.21 | 27.94 | 11.21 | 27.94 | 9.15 | 27.94 | 8.58 | 27.94 | 6.08 | 27.94 | 4.64 | 27.94 | 3.94 | 0 | 0
U4 | T19 | 11.32 | 5.54 | 11.32 | 4.12 | 11.32 | 4.12 | 11.32 | 3.59 | 11.32 | 3.34 | 11.32 | 2.77 | 11.32 | 2.66 | 11.32 | 1.81 | 0 | 0
U4 | T20 | 0.92 | 0.92 | 0.92 | 0.92 | 0.92 | 0.92 | 0.92 | 0.92 | 0.92 | 0.89 | 0.92 | 0.35 | 0.92 | 0.32 | 0.92 | 0.26 | 0 | 0
U4 | T21 | 0 | 0 | 0 | 0 | 0 | 0 | 0 | 0 | 0 | 0 | 0 | 0 | 0 | 0 | 0 | 0 | 0 | 0
U4 | T22 | 0 | 0 | 0 | 0 | 0 | 0 | 0 | 0 | 0 | 0 | 0 | 0 | 0 | 0 | 0 | 0 | 0 | 0
U4 | T23 | 0 | 0 | 0 | 0 | 0 | 0 | 0 | 0 | 0 | 0 | 0 | 0 | 0 | 0 | 0 | 0 | 0 | 0
U4 | T24 | 0 | 0 | 0 | 0 | 0 | 0 | 0 | 0 | 0 | 0 | 0 | 0 | 0 | 0 | 0 | 0 | 0 | 0
U5 | T1 | 0 | 0 | 0 | 0 | 0 | 0 | 0 | 0 | 0 | 0 | 0 | 0 | 0 | 0 | 0 | 0 | 0 | 0
U5 | T2 | 0 | 0 | 0 | 0 | 0 | 0 | 0 | 0 | 0 | 0 | 0 | 0 | 0 | 0 | 0 | 0 | 0 | 0
U5 | T3 | 0 | 0 | 0 | 0 | 0 | 0 | 0 | 0 | 0 | 0 | 0 | 0 | 0 | 0 | 0 | 0 | 0 | 0
U5 | T4 | 0 | 0 | 0 | 0 | 0 | 0 | 0 | 0 | 0 | 0 | 0 | 0 | 0 | 0 | 0 | 0 | 0 | 0
U5 | T5 | 0 | 0 | 0 | 0 | 0 | 0 | 0 | 0 | 0 | 0 | 0 | 0 | 0 | 0 | 0 | 0 | 0 | 0
U5 | T6 | 0 | 0 | 0 | 0 | 0 | 0 | 0 | 0 | 0 | 0 | 0 | 0 | 0 | 0 | 0 | 0 | 0 | 0
U5 | T7 | 0 | 0 | 0 | 0 | 0 | 0 | 0 | 0 | 0 | 0 | 0 | 0 | 0 | 0 | 0 | 0 | 0 | 0
U5 | T8 | 0 | 0 | 0 | 0 | 0 | 0 | 0 | 0 | 0 | 0 | 0 | 0 | 0 | 0 | 0 | 0 | 0 | 0
U5 | T9 | 110.19 | 50.52 | 110.19 | 47.02 | 110.19 | 46.16 | 110.19 | 44.47 | 110.19 | 29.59 | 110.19 | 25.38 | 110.19 | 23.02 | 0 | 0 | 0 | 0
U5 | T10 | 233.72 | 76.01 | 233.72 | 71.91 | 233.72 | 56.67 | 233.72 | 52.34 | 233.72 | 50.11 | 233.72 | 47.09 | 233.72 | 32.16 | 0 | 0 | 0 | 0
U5 | T11 | 252.08 | 66.95 | 252.08 | 60.47 | 252.08 | 54.11 | 252.08 | 49.97 | 252.08 | 42.43 | 252.08 | 36.94 | 252.08 | 15.98 | 0 | 0 | 0 | 0
U5 | T12 | 240.58 | 55.73 | 240.58 | 54.31 | 240.58 | 47.21 | 240.58 | 35.09 | 240.58 | 28.64 | 240.58 | 18.39 | 240.58 | 13.5 | 0 | 0 | 0 | 0
U5 | T13 | 227.93 | 50.54 | 227.93 | 49.09 | 227.93 | 46.74 | 227.93 | 43.68 | 227.93 | 41.65 | 227.93 | 40.51 | 227.93 | 30.31 | 227.93 | 18.04 | 0 | 0
U5 | T14 | 210.65 | 46.89 | 210.65 | 45 | 210.65 | 42.59 | 210.65 | 40.62 | 210.65 | 34.76 | 210.65 | 25.92 | 210.65 | 20.48 | 210.65 | 12.52 | 0 | 0
U5 | T15 | 217.38 | 51.71 | 217.38 | 46.75 | 217.38 | 42.2 | 217.38 | 38.91 | 217.38 | 37.89 | 217.38 | 30.47 | 217.38 | 25.12 | 217.38 | 13.6 | 0 | 0
U5 | T16 | 221.65 | 55.09 | 221.65 | 50.69 | 221.65 | 47.91 | 221.65 | 40.83 | 221.65 | 37.42 | 221.65 | 30.96 | 221.65 | 25.05 | 221.65 | 18.31 | 0 | 0
U5 | T17 | 236.23 | 74.12 | 236.23 | 67.98 | 236.23 | 63.02 | 236.23 | 59.65 | 236.23 | 56.09 | 236.23 | 52.94 | 236.23 | 47.15 | 236.23 | 38.6 | 0 | 0
U5 | T18 | 212.67 | 61.83 | 212.67 | 60.21 | 212.67 | 59.23 | 212.67 | 56.82 | 212.67 | 45.85 | 212.67 | 35.04 | 212.67 | 34.7 | 212.67 | 33.81 | 0 | 0
U5 | T19 | 79.27 | 36.69 | 79.27 | 34.4 | 79.27 | 33.31 | 79.27 | 32.89 | 79.27 | 29.36 | 79.27 | 22.93 | 79.27 | 20.41 | 79.27 | 17.13 | 0 | 0
U5 | T20 | 0 | 0 | 0 | 0 | 0 | 0 | 0 | 0 | 0 | 0 | 0 | 0 | 0 | 0 | 0 | 0 | 0 | 0
U5 | T21 | 0 | 0 | 0 | 0 | 0 | 0 | 0 | 0 | 0 | 0 | 0 | 0 | 0 | 0 | 0 | 0 | 0 | 0
U5 | T22 | 0 | 0 | 0 | 0 | 0 | 0 | 0 | 0 | 0 | 0 | 0 | 0 | 0 | 0 | 0 | 0 | 0 | 0
U5 | T23 | 0 | 0 | 0 | 0 | 0 | 0 | 0 | 0 | 0 | 0 | 0 | 0 | 0 | 0 | 0 | 0 | 0 | 0
U5 | T24 | 0 | 0 | 0 | 0 | 0 | 0 | 0 | 0 | 0 | 0 | 0 | 0 | 0 | 0 | 0 | 0 | 0 | 0
`

## Price_Forecast
Price forecast parameters | Unit | Description |  |  |  | Price forecast parameters | Unit | Description |  |  | Price forecast parameters | Unit | Description
Period | - | \\ Identification of period (T) |  |  |  | IDM1 Price in SRM [Euro/MWh] | [Euro/MWh] | \\ Median IDM1 price forecast in the SRM+IDM1 |  |  | IDM4 [Euro/MWh] | [Euro/MWh] | \\ Median IDM4 price forecast
DAM Price [Euro/MWh] | [Euro/MWh] | \\ Median DAM price forecast in the DAM |  |  |  | Pos dev IDM1 Price in SRM [Euro/MWh] | [Euro/MWh] | \\ Positive deviation of IDM1 price forecast in the SRM+IDM1 |  |  | Pos dev IDM4 [Euro/MWh] | [Euro/MWh] | \\ Positive deviation of IDM4 price forecast
Pos dev DAM Price [Euro/MWh] | [Euro/MWh] | \\ Positive deviation of DAM price forecast in the DAM+SRM |  |  |  | Neg dev IDM1 Price in SRM [Euro/MWh] | [Euro/MWh] | \\ Negative deviation of IDM1 prices forecasts in the SRM+IDM1 |  |  | neg dev IDM4 [Euro/MWh] | [Euro/MWh] | \\ Negative deviation of IDM4 price forecast
Neg dev DAM Price [Euro/MWh] | [Euro/MWh] | \\ Negative deviation of DAM price forecast in the DAM+SRM |  |  |  | IDM1 [Euro/MWh] | [Euro/MWh] | \\ Median IDM1 price forecast |  |  | IDM5 [Euro/MWh] | [Euro/MWh] | \\ Median IDM5 price forecast
Up_SRM Price in DAM [Euro/MWh] | [Euro/MWh] | \\ Up SRM price forecast in the DAM+SRM |  |  |  | Pos dev IDM1 [Euro/MWh] | [Euro/MWh] | \\ Positive deviation of IDM1 price forecast |  |  | Pos dev IDM5 [Euro/MWh] | [Euro/MWh] | \\Positive deviation of IDM5 price forecast
Dev Up_SRM Price in DAM [Euro/MWh] | [Euro/MWh] | \\ Negative deviation of up SRM price forecast in the DAM+SRM |  |  |  | Neg dev IDM1 [Euro/MWh] | [Euro/MWh] | \\ Negative deviation of IDM1 price forecast |  |  | Neg dev IDM5 [Euro/MWh] | [Euro/MWh] | \\Negative deviation of IDM5 price forecast
D_SRM Price in DAM [Euro/MWh] | [Euro/MWh] | \\ Down SRM price forecast in the DAM+SRM |  |  |  | IDM2 [Euro/MWh] | [Euro/MWh] | \\ median IDM2 price forecast |  |  | IDM6 [Euro/MWh] | [Euro/MWh] | \\ Median IDM6 price forecast
Dev D_SRM Price in DAM [Euro/MWh] | [Euro/MWh] | \\ Negative deviation of down SRM price forecast in the DAM+SRM |  |  |  | Pos dev IDM2 [Euro/MWh] | [Euro/MWh] | \\ Positive deviation of IDM2 price forecast |  |  | Pos dev IDM6 [Euro/MWh] | [Euro/MWh] | \\ Positive deviation of IDM6 price forecast
Up_SRM Price in SRM [Euro/MWh] | [Euro/MWh] | \\ Up SRM price forecast in the SRM+IDM1 |  |  |  | Neg dev IDM2 [Euro/MWh] | [Euro/MWh] | \\ Negative deviation of IDM2 price forecast |  |  | neg dev IDM6 [Euro/MWh] | [Euro/MWh] | \\ Negative deviation of IDM6 price forecast
Dev Up_SRM Price in SRM [Euro/MWh] | [Euro/MWh] | \\ Negative deviation of up SRM price forecast in the SRM+IDM1 |  |  |  | IDM3 [Euro/MWh] | [Euro/MWh] | \\ Median IDM3 price forecast |  |  | IDM7 [Euro/MWh] | [Euro/MWh] | \\ Median IDM7 price forecast
D_SRM Price in SRM [Euro/MWh] | [Euro/MWh] | \\ Down SRM price forecast in the SRM+IDM1 |  |  |  | Pos dev IDM3 [Euro/MWh] | [Euro/MWh] | \\ Positive deviation of IDM3 price forecast |  |  | Pos dev IDM7 [Euro/MWh] | [Euro/MWh] | \\ Positive deviation of IDM7 price forecasts
Dev D_SRM Price in SRM [Euro/MWh] | [Euro/MWh] | \\ negative deviation of down SRM price forecast in the SRM+IDM1 |  |  |  | neg dev IDM3 [Euro/MWh] | [Euro/MWh] | \\ Negative deviation of IDM3 price forecast |  |  | Neg dev IDM7 [Euro/MWh] | [Euro/MWh] | \\ Negative deviation of IDM7 price forecast
Period | DAM Price [Euro/MWh] | Pos dev DAM Price [Euro/MWh] | Neg dev DAM Price [Euro/MWh] | Up_SRM Price in DAM [Euro/MWh] | Dev Up_SRM Price in DAM [Euro/MWh] | D_SRM Price in DAM [Euro/MWh] | Dev D_SRM Price in DAM [Euro/MWh] | Up_SRM Price in SRM [Euro/MWh] | Dev Up_SRM Price in SRM [Euro/MWh] | D_SRM Price in SRM [Euro/MWh] | Dev D_SRM Price in SRM [Euro/MWh] | IDM1 Price in SRM [Euro/MWh] | Pos dev IDM1 Price in SRM [Euro/MWh] | Neg dev IDM1 Price in SRM [Euro/MWh] | IDM1 [Euro/MWh] | Pos dev IDM1 [Euro/MWh] | Neg dev IDM1 [Euro/MWh] | IDM2 [Euro/MWh] | Pos dev IDM2 [Euro/MWh] | Neg dev IDM2 [Euro/MWh] | IDM3 [Euro/MWh] | Pos dev IDM3 [Euro/MWh] | neg dev IDM3 [Euro/MWh] | IDM4 [Euro/MWh] | Pos dev IDM4 [Euro/MWh] | neg dev IDM4 [Euro/MWh] | IDM5 [Euro/MWh] | Pos dev IDM5 [Euro/MWh] | Neg dev IDM5 [Euro/MWh] | IDM6 [Euro/MWh] | Pos dev IDM6 [Euro/MWh] | neg dev IDM6 [Euro/MWh] | IDM7 [Euro/MWh] | Pos dev IDM7 [Euro/MWh] | Neg dev IDM7 [Euro/MWh]
T1 | 45.86 | 6.67 | 12.2 | 36.82 | 15.17 | 19.25 | 8.25 | 36.82 | 15.17 | 19.25 | 8.25 | 43.73 | 8.9 | 8.27 | 43.73 | 8.9 | 8.27 | 43.14 | 9.56 | 8.77 | 43.6 | 8.71 | 13.67 | 0 | 0 | 0 | 0 | 0 | 0 | 0 | 0 | 0 | 0 | 0 | 0
T2 | 41.78 | 5.3 | 12.89 | 36.7 | 18.06 | 20.03 | 10.48 | 36.7 | 18.06 | 20.03 | 10.48 | 40.5 | 6.19 | 11.69 | 40.5 | 6.19 | 11.69 | 40.76 | 8.59 | 13.78 | 41.68 | 8.49 | 15.24 | 0 | 0 | 0 | 0 | 0 | 0 | 0 | 0 | 0 | 0 | 0 | 0
T3 | 39.37 | 6.65 | 11.94 | 29.65 | 14.94 | 16.52 | 8.36 | 29.65 | 14.94 | 16.52 | 8.36 | 41.22 | 4.59 | 13.72 | 41.22 | 4.59 | 13.72 | 40.9 | 6.17 | 14.34 | 41.68 | 5.13 | 15.23 | 0 | 0 | 0 | 0 | 0 | 0 | 0 | 0 | 0 | 0 | 0 | 0
T4 | 37.92 | 8.5 | 11.92 | 34.45 | 19.04 | 19.18 | 10.61 | 34.45 | 19.04 | 19.18 | 10.61 | 41.2 | 3.83 | 14.61 | 41.2 | 3.83 | 14.61 | 40.54 | 5.59 | 14.04 | 38.04 | 7.99 | 11.39 | 0 | 0 | 0 | 0 | 0 | 0 | 0 | 0 | 0 | 0 | 0 | 0
T5 | 38.38 | 9.34 | 13.6 | 31.81 | 16.81 | 17.63 | 9.28 | 31.81 | 16.81 | 17.63 | 9.28 | 40.68 | 5.36 | 13.09 | 40.68 | 5.36 | 13.09 | 40.52 | 5.49 | 13.93 | 41.2 | 3.99 | 13.57 | 40.94 | 6.45 | 16.12 | 0 | 0 | 0 | 0 | 0 | 0 | 0 | 0 | 0
T6 | 42.39 | 10.16 | 16.84 | 34.98 | 18.66 | 18.41 | 9.39 | 34.98 | 18.66 | 18.41 | 9.39 | 42.05 | 8.43 | 15.97 | 42.05 | 8.43 | 15.97 | 41.01 | 8.25 | 14.63 | 41.23 | 7.6 | 14.59 | 41.92 | 6.73 | 15.84 | 0 | 0 | 0 | 0 | 0 | 0 | 0 | 0 | 0
T7 | 44.5 | 14.42 | 16.58 | 34.35 | 17.21 | 21.47 | 10.43 | 34.35 | 17.21 | 21.47 | 10.43 | 43.12 | 13.39 | 15.05 | 43.12 | 13.39 | 15.05 | 43.22 | 12.08 | 16.27 | 42.14 | 12.17 | 13.07 | 41.05 | 14.79 | 10.48 | 0 | 0 | 0 | 0 | 0 | 0 | 0 | 0 | 0
T8 | 53.2 | 12.86 | 22.08 | 31.55 | 16.48 | 20 | 10.32 | 31.55 | 16.48 | 20 | 10.32 | 53.08 | 10.14 | 16.96 | 53.08 | 10.14 | 16.96 | 52.55 | 11.88 | 16.61 | 49.89 | 13.27 | 16.32 | 48.89 | 14.75 | 13.25 | 48.95 | 13.52 | 14.24 | 0 | 0 | 0 | 0 | 0 | 0
T9 | 55.72 | 10.31 | 23.87 | 33.46 | 15.6 | 21.55 | 10.07 | 33.46 | 15.6 | 21.55 | 10.07 | 56.52 | 9.69 | 24.63 | 56.52 | 9.69 | 24.63 | 54.55 | 11.08 | 22.97 | 53.94 | 12.67 | 21.59 | 54.15 | 12.72 | 17.94 | 54.57 | 11.86 | 15.6 | 0 | 0 | 0 | 0 | 0 | 0
T10 | 52.93 | 10.13 | 19.57 | 32.47 | 19.01 | 18.59 | 11.43 | 32.47 | 19.01 | 18.59 | 11.43 | 53.33 | 8.28 | 15.69 | 53.33 | 8.28 | 15.69 | 53.43 | 7.44 | 17.51 | 52.21 | 9.16 | 18.53 | 52.89 | 8.57 | 16.95 | 53.72 | 8.29 | 19.79 | 0 | 0 | 0 | 0 | 0 | 0
T11 | 49.48 | 10 | 19.55 | 29.56 | 15.86 | 14.77 | 7.92 | 29.56 | 15.86 | 14.77 | 7.92 | 48.75 | 10.34 | 16.24 | 48.75 | 10.34 | 16.24 | 48.75 | 10.47 | 16.99 | 47.4 | 11.43 | 16.85 | 50.06 | 8.56 | 15.97 | 49.3 | 8.88 | 14.75 | 0 | 0 | 0 | 0 | 0 | 0
T12 | 45.37 | 11.34 | 15 | 32.86 | 14.7 | 16.44 | 7.36 | 32.86 | 14.7 | 16.44 | 7.36 | 44.5 | 11.62 | 10.03 | 44.5 | 11.62 | 10.03 | 44.38 | 11.98 | 10.86 | 44.45 | 11.97 | 13.44 | 46.28 | 10.71 | 12.85 | 45.78 | 9.02 | 11.66 | 0 | 0 | 0 | 0 | 0 | 0
T13 | 43.46 | 11.85 | 12.36 | 39.15 | 17.76 | 19.57 | 8.88 | 39.15 | 17.76 | 19.57 | 8.88 | 43.06 | 12.93 | 9.46 | 43.06 | 12.93 | 9.46 | 43.68 | 11.07 | 10.92 | 44.16 | 10.96 | 12.45 | 45.93 | 10.48 | 13.13 | 46.64 | 9.39 | 12.96 | 45.5 | 9.6 | 15.35 | 0 | 0 | 0
T14 | 40.15 | 14.83 | 11.96 | 45.7 | 20.4 | 22.84 | 10.19 | 45.7 | 20.4 | 22.84 | 10.19 | 40.89 | 15.15 | 9.39 | 40.89 | 15.15 | 9.39 | 42.14 | 12.76 | 11.24 | 42.48 | 11.5 | 13.11 | 43.12 | 12.02 | 10.78 | 43.84 | 10.64 | 11.82 | 45.35 | 7.87 | 15.5 | 0 | 0 | 0
T15 | 40.02 | 13.39 | 17.06 | 45.78 | 20.25 | 22.9 | 10.13 | 45.78 | 20.25 | 22.9 | 10.13 | 40.64 | 13.29 | 16.76 | 40.64 | 13.29 | 16.76 | 40.51 | 12.93 | 15.98 | 42.67 | 10.8 | 19.48 | 42.04 | 12.01 | 12.25 | 43.01 | 9.83 | 14.46 | 43.03 | 9.37 | 14.37 | 0 | 0 | 0
T16 | 39.88 | 11.63 | 17.41 | 46.28 | 19.42 | 23.16 | 8.86 | 46.28 | 19.42 | 23.16 | 8.86 | 39.97 | 11.95 | 15.34 | 39.97 | 11.95 | 15.34 | 39.92 | 10.87 | 17.1 | 40.74 | 10.15 | 18.17 | 40.27 | 11.45 | 14.36 | 41.52 | 10.08 | 17.31 | 40.53 | 11.62 | 16.59 | 0 | 0 | 0
T17 | 41.34 | 11.92 | 17.46 | 43.82 | 20.61 | 22.14 | 10.55 | 43.82 | 20.61 | 22.14 | 10.55 | 41.96 | 11.46 | 16.66 | 41.96 | 11.46 | 16.66 | 41.47 | 11.89 | 17.61 | 41.71 | 11.41 | 17.93 | 42.17 | 11.08 | 18.51 | 42.58 | 11.49 | 18.89 | 43.01 | 10.23 | 18.55 | 0 | 0 | 0
T18 | 47.97 | 9.06 | 22.03 | 36.4 | 18.64 | 18.2 | 9.22 | 36.4 | 18.64 | 18.2 | 9.22 | 47.26 | 10.74 | 20.16 | 47.26 | 10.74 | 20.16 | 44.71 | 14.1 | 19.25 | 45.79 | 10.92 | 20.45 | 47.41 | 9.31 | 22.26 | 47.09 | 9.93 | 22.14 | 46.86 | 10.7 | 20.99 | 0 | 0 | 0
T19 | 56.17 | 5.32 | 19.21 | 24.65 | 12.88 | 13.15 | 7.11 | 24.65 | 12.88 | 13.15 | 7.11 | 55.59 | 5.69 | 17.61 | 55.59 | 5.69 | 17.61 | 54.57 | 7.63 | 17.52 | 54.18 | 7.72 | 18.78 | 53.47 | 6.37 | 18.55 | 52.84 | 7.31 | 18.26 | 51.97 | 9.94 | 17.38 | 0 | 0 | 0
T20 | 61.59 | 9.35 | 9.63 | 28.28 | 13.18 | 18.17 | 8.63 | 28.28 | 13.18 | 18.17 | 8.63 | 61.35 | 13.75 | 10.78 | 61.35 | 13.75 | 10.78 | 60.95 | 14.25 | 11.59 | 60.6 | 12.78 | 13.91 | 59.91 | 11.01 | 13.54 | 59.58 | 11.4 | 13.52 | 56.88 | 15.33 | 11.16 | 0 | 0 | 0
T21 | 59.56 | 6.58 | 7.1 | 19.92 | 11.46 | 9.97 | 5.19 | 19.92 | 11.46 | 9.97 | 5.19 | 59.4 | 6.16 | 6.41 | 59.4 | 6.16 | 6.41 | 58.08 | 9.38 | 5 | 57.37 | 9.42 | 4.86 | 57.83 | 8.73 | 5.62 | 57.98 | 8.58 | 7.04 | 57.68 | 9.1 | 6.14 | 58.4 | 12.68 | 7.68
T22 | 55.62 | 5.65 | 6.06 | 18 | 5.99 | 9 | 3 | 18 | 5.99 | 9 | 3 | 55.6 | 6.02 | 4.97 | 55.6 | 6.02 | 4.97 | 54.24 | 9.36 | 4.24 | 53.11 | 9.11 | 3.65 | 54.01 | 7.48 | 5.58 | 54.05 | 7.38 | 5.38 | 53.35 | 9.84 | 3.94 | 54.64 | 10.78 | 7.68
T23 | 53.08 | 5.27 | 7.57 | 26.61 | 12.22 | 13.31 | 6.12 | 26.61 | 12.22 | 13.31 | 6.12 | 53.06 | 5.52 | 6.73 | 53.06 | 5.52 | 6.73 | 51.18 | 8.32 | 8.15 | 50.75 | 7.5 | 7.94 | 52.18 | 6.4 | 6.85 | 51.16 | 6.15 | 6.38 | 51.07 | 8.14 | 6.03 | 48.61 | 10.88 | 10.08
T24 | 48.56 | 5.49 | 10.39 | 35.59 | 15.65 | 17.22 | 7.25 | 35.59 | 15.65 | 17.22 | 7.25 | 48.55 | 5.25 | 10.18 | 48.55 | 5.25 | 10.18 | 48.21 | 5.79 | 12.96 | 47.11 | 7.8 | 6.33 | 48.3 | 5.98 | 9.61 | 47.05 | 7.12 | 9.58 | 48.03 | 7.26 | 7.46 | 44.23 | 11.43 | 7.65

## Regret
Regret model parameters | Unit | Description | [5 empty] | Regret model parameters | Unit | Description
Segement | - | \\ Identification of segments of PDF of uncertain parameters (Z) | [5 empty] | Penalty power [Euro/MWh] | [Euro/MWh] | \\ Penalty cost for power deviation
Period | - | \\ Identification of period (T)
PDF Power [%] | [pu] | \\ Probability of different segments of PDF of VPP output energy
PDF DA price neg [%] | [pu] | \\ Probability of different segments of PDF (left hand side) of DAM price
PDF DA price pos [%] | [pu] | \\ Probability of different segments of PDF (right hand side) of DAM price
PDF SR price up [%] | [pu] | \\ Probability of different segments of PDF of Up SRM price
PDF SR price down [%] | [pu] | \\ Probability of different segments of PDF of down SRM price
PDF power forecast [MW] | [MW] | \\ Output energy according to different segments of PDF of VPP output energy
PDF DA price neg dif [Euro/MWh] | [Euro/MWh] | \\The deviation from the median value in each segment of the DAM price PDF (left-hand side)
PDF DA price pos dif [Euro/MWh] | [Euro/MWh] | \\The deviation from the median value in each segment of the DAM price PDF (right-hand side)
PDF up SR price dif [Euro/MW] | [Euro/MW] | \\The deviation from the median value in each segment of the up SRM price PDF
PDF down SR price dif [Euro/MW] | [Euro/MW] | \\The deviation from the median value in each segment of the down SRM price PDF
[14 empty] | Regret model parameters | Value | Unit | Description
Segement | Period | PDF Power [%] | PDF DA price neg [%] | PDF DA price pos [%] | PDF SR price up [%] | PDF SR price down [%] | PDF power forecast [MW] | PDF DA price neg dif [Euro/MWh] | PDF DA price pos dif [Euro/MWh] | PDF up SR price dif [Euro/MW] | PDF down SR price dif [Euro/MW] | Period | Penalty power [Euro/MWh] | Upsilon_power [pu] | 1 | [pu] | \\Per unit value of maximum possible RVPP output energy regret (0-1)
Z1 | T1 | 0.425 | 0.155 | 0.095 | 0.4875 | 0.4575 | -30.53 | 12.2 | 6.67 | 15.17 | 8.25 | T1 | 45.86 | Upsilon_DAprice_pos [pu] | 1 | [pu] | \\ Per-unit value of maximum possible DAM price regret for higher prices (energy buyer VPP) (continuous value 0–1)
Z1 | T2 | 0.5525 | 0.185 | 0.14167 | 0.21 | 0.195 | -30.01 | 12.89 | 5.3 | 18.06 | 10.48 | T2 | 41.78 | Upsilon_DAprice_neg [pu] | 1 | [pu] | \\ Per-unit value of maximum possible DAM price regret for higher prices (energy seller VPP) (continuous value 0–1)
Z1 | T3 | 0.4425 | 0.23 | 0.19333 | 0.1825 | 0.185 | -31.29 | 11.94 | 6.65 | 14.94 | 8.36 | T3 | 39.37 | Upsilon_SRprice_up [pu] | 1 | [pu] | \\Per unit value of maximum possible up SRM price regret (0-1)
Z1 | T4 | 0.5375 | 0.32 | 0.11 | 0.2625 | 0.2675 | -30.85 | 11.92 | 8.5 | 19.04 | 10.61 | T4 | 37.92 | Upsilon_SRprice_down [pu] | 1 | [pu] | \\Per unit value of maximum possible down SRM price regret (0-1)
Z1 | T5 | 0.5225 | 0.27 | 0.091667 | 0.2075 | 0.205 | -29.19 | 13.6 | 9.34 | 16.81 | 9.28 | T5 | 38.38 | Reg_Max_power [Euro] | 34122.69 | [Euro] | \\ Maximum regret related to output energy of VPP (Note: maximum regret parameters can be obtained by solving the deterministic optmization Upsilon =1 or using formulation in refrence [3])
Z1 | T6 | 0.465 | 0.26667 | 0.195 | 0.18 | 0.175 | -31.78 | 16.84 | 10.16 | 18.66 | 9.39 | T6 | 42.39 | Reg_Max_DAprice_pos [Euro] | 1742.51 | [Euro] | \\ Maximum regret related to DAM price when VPP is energy buyer
Z1 | T7 | 0.44375 | 0.15167 | 0.32 | 0.3625 | 0.4325 | -49.55 | 16.58 | 14.42 | 17.21 | 10.43 | T7 | 44.5 | Reg_Max_DAprice_neg [Euro] | 1197.68 | [Euro] | \\ Maximum regret related to left hand side of PDF of DAM price when VPP is energy seller
Z1 | T8 | 0.425 | 0.076667 | 0.19167 | 0.2625 | 0.2575 | -163.08 | 22.08 | 12.86 | 16.48 | 10.32 | T8 | 53.2 | Reg_Max_SRprice_up [Euro] | 2039.8 | [Euro] | \\ Maximum regret related to Up SRM price
Z1 | T9 | 0.365 | 0.1 | 0.20833 | 0.19 | 0.1875 | -146.79 | 23.87 | 10.31 | 15.6 | 10.07 | T9 | 55.72 | Reg_Max_SRprice_down [Euro] | 566.55 | [Euro] | \\ Maximum regret related to down SRM price
Z1 | T10 | 0.32375 | 0.18167 | 0.19667 | 0.42 | 0.4425 | -55.46 | 19.57 | 10.13 | 19.01 | 11.43 | T10 | 52.93
Z1 | T11 | 0.32875 | 0.16333 | 0.135 | 0.4175 | 0.415 | -34.88 | 19.55 | 10 | 15.86 | 7.92 | T11 | 49.48
Z1 | T12 | 0.2925 | 0.155 | 0.20167 | 0.325 | 0.315 | -28.55 | 15 | 11.34 | 14.7 | 7.36 | T12 | 45.37
Z1 | T13 | 0.29625 | 0.13833 | 0.19667 | 0.34 | 0.3425 | -8.73 | 12.36 | 11.85 | 17.76 | 8.88 | T13 | 43.46
Z1 | T14 | 0.325 | 0.18667 | 0.16333 | 0.5525 | 0.555 | -9.56 | 11.96 | 14.83 | 20.4 | 10.19 | T14 | 40.15
Z1 | T15 | 0.33625 | 0.13667 | 0.18 | 0.41 | 0.4125 | -28.93 | 17.06 | 13.39 | 20.25 | 10.13 | T15 | 40.02
Z1 | T16 | 0.34375 | 0.16667 | 0.15167 | 0.3975 | 0.45 | -32.34 | 17.41 | 11.63 | 19.42 | 8.86 | T16 | 39.88
Z1 | T17 | 0.315 | 0.165 | 0.17 | 0.365 | 0.365 | -38.74 | 17.46 | 11.92 | 20.61 | 10.55 | T17 | 41.34
Z1 | T18 | 0.33875 | 0.10833 | 0.31667 | 0.625 | 0.695 | -48.31 | 22.03 | 9.06 | 18.64 | 9.22 | T18 | 47.97
Z1 | T19 | 0.38375 | 0.075 | 0.1 | 0.4275 | 0.355 | -73.14 | 19.21 | 5.32 | 12.88 | 7.11 | T19 | 56.17
Z1 | T20 | 0.3725 | 0.093333 | 0.18833 | 0.4275 | 0.525 | -100.75 | 9.63 | 9.35 | 13.18 | 8.63 | T20 | 61.59
Z1 | T21 | 0.33125 | 0.065 | 0.19167 | 0.4975 | 0.49 | -99.91 | 7.1 | 6.58 | 11.46 | 5.19 | T21 | 59.56
Z1 | T22 | 0.36 | 0.105 | 0.28167 | 0.1975 | 0.455 | -90.06 | 6.06 | 5.65 | 5.99 | 3 | T22 | 55.62
Z1 | T23 | 0.3675 | 0.11833 | 0.235 | 0.4675 | 0.465 | -88.55 | 7.57 | 5.27 | 12.22 | 6.12 | T23 | 53.08
Z1 | T24 | 0.39 | 0.046667 | 0.245 | 0.24 | 0.225 | -88.17 | 10.39 | 5.49 | 15.65 | 7.25 | T24 | 48.56
Z2 | T1 | 0.3475 | 0.098333 | 0.13667 | 0.1375 | 0.215 | -22.9767 | 8.1333 | 4.4467 | 10.1133 | 5.5
Z2 | T2 | 0.20625 | 0.055 | 0.255 | 0.285 | 0.3525 | -22.3767 | 8.5933 | 3.5333 | 12.04 | 6.9867
Z2 | T3 | 0.34375 | 0.125 | 0.27 | 0.215 | 0.215 | -23.83 | 7.96 | 4.4333 | 9.96 | 5.5733
Z2 | T4 | 0.2275 | 0.071667 | 0.36333 | 0.4725 | 0.47 | -23.7433 | 7.9467 | 5.6667 | 12.6933 | 7.0733
Z2 | T5 | 0.3025 | 0.10167 | 0.34333 | 0.2 | 0.195 | -22.02 | 9.0667 | 6.2267 | 11.2067 | 6.1867
Z2 | T6 | 0.25375 | 0.1 | 0.225 | 0.295 | 0.3325 | -23.69 | 11.2267 | 6.7733 | 12.44 | 6.26
Z2 | T7 | 0.325 | 0.13833 | 0.11 | 0.36 | 0.36 | -39.32 | 11.0533 | 9.6133 | 11.4733 | 6.9533
Z2 | T8 | 0.31625 | 0.24667 | 0.18167 | 0.26 | 0.42 | -140.9467 | 14.72 | 8.5733 | 10.9867 | 6.88
Z2 | T9 | 0.36875 | 0.19 | 0.16 | 0.455 | 0.4575 | -117.9173 | 15.9133 | 6.8733 | 10.4 | 6.7133
Z2 | T10 | 0.39625 | 0.085 | 0.17 | 0.3125 | 0.14 | -30.402 | 13.0467 | 6.7533 | 12.6733 | 7.62
Z2 | T11 | 0.3925 | 0.10167 | 0.22667 | 0.3675 | 0.3675 | -11.9813 | 13.0333 | 6.6667 | 10.5733 | 5.28
Z2 | T12 | 0.4 | 0.15667 | 0.17833 | 0.4725 | 0.475 | -6.7113 | 10 | 7.56 | 9.8 | 4.9067
Z2 | T13 | 0.435 | 0.14833 | 0.16333 | 0.49 | 0.49 | 9.7587 | 8.24 | 7.9 | 11.84 | 5.92
Z2 | T14 | 0.4 | 0.091667 | 0.25667 | 0.2225 | 0.2175 | 7.7033 | 7.9733 | 9.8867 | 13.6 | 6.7933
Z2 | T15 | 0.3975 | 0.105 | 0.10667 | 0.4175 | 0.4125 | -10.1513 | 11.3733 | 8.9267 | 13.5 | 6.7533
Z2 | T16 | 0.3975 | 0.18167 | 0.155 | 0.4875 | 0.445 | -12.3667 | 11.6067 | 7.7533 | 12.9467 | 5.9067
Z2 | T17 | 0.39625 | 0.20167 | 0.21667 | 0.53 | 0.5325 | -15.7947 | 11.64 | 7.9467 | 13.74 | 7.0333
Z2 | T18 | 0.405 | 0.11667 | 0.06 | 0.16 | 0.1525 | -27.5687 | 14.6867 | 6.04 | 12.4267 | 6.1467
Z2 | T19 | 0.37875 | 0.10167 | 0.15667 | 0.4175 | 0.4 | -58.0287 | 12.8067 | 3.5467 | 8.5867 | 4.74
Z2 | T20 | 0.36625 | 0.23333 | 0.19667 | 0.2375 | 0.155 | -88.3 | 6.42 | 6.2333 | 8.7867 | 5.7533
Z2 | T21 | 0.4 | 0.275 | 0.23 | 0.2975 | 0.26 | -89.1433 | 4.7333 | 4.3867 | 7.64 | 3.46
Z2 | T22 | 0.37625 | 0.18333 | 0.16 | 0.405 | 0.4075 | -80.0833 | 4.04 | 3.7667 | 3.9933 | 2
Z2 | T23 | 0.37625 | 0.17 | 0.135 | 0.205 | 0.205 | -78.87 | 5.0467 | 3.5133 | 8.1467 | 4.08
Z2 | T24 | 0.38625 | 0.18 | 0.086667 | 0.365 | 0.3275 | -79.79 | 6.9267 | 3.66 | 10.4333 | 4.8333
Z3 | T1 | 0.22375 | 0.24833 | 0.26667 | 0.3775 | 0.3025 | -15.4233 | 4.0667 | 2.2233 | 5.0567 | 2.75
Z3 | T2 | 0.23875 | 0.26167 | 0.10333 | 0.505 | 0.4525 | -14.7433 | 4.2967 | 1.7667 | 6.02 | 3.4933
Z3 | T3 | 0.21125 | 0.145 | 0.035 | 0.6 | 0.6 | -16.37 | 3.98 | 2.2167 | 4.98 | 2.7867
Z3 | T4 | 0.2275 | 0.155 | 0.026667 | 0.2625 | 0.265 | -16.6367 | 3.9733 | 2.8333 | 6.3467 | 3.5367
Z3 | T5 | 0.1725 | 0.13 | 0.065 | 0.595 | 0.6 | -14.85 | 4.5333 | 3.1133 | 5.6033 | 3.0933
Z3 | T6 | 0.28 | 0.135 | 0.078333 | 0.525 | 0.495 | -15.6 | 5.6133 | 3.3867 | 6.22 | 3.13
Z3 | T7 | 0.23375 | 0.21167 | 0.07 | 0.275 | 0.2 | -29.09 | 5.5267 | 4.8067 | 5.7367 | 3.4767
Z3 | T8 | 0.2625 | 0.17833 | 0.12667 | 0.475 | 0.2975 | -118.8133 | 7.36 | 4.2867 | 5.4933 | 3.44
Z3 | T9 | 0.26625 | 0.21 | 0.13167 | 0.355 | 0.3575 | -89.0447 | 7.9567 | 3.4367 | 5.2 | 3.3567
Z3 | T10 | 0.28125 | 0.23333 | 0.13167 | 0.265 | 0.4175 | -5.344 | 6.5233 | 3.3767 | 6.3367 | 3.81
Z3 | T11 | 0.27875 | 0.235 | 0.13667 | 0.2175 | 0.215 | 10.9173 | 6.5167 | 3.3333 | 5.2867 | 2.64
Z3 | T12 | 0.3075 | 0.18833 | 0.12167 | 0.205 | 0.2025 | 15.1273 | 5 | 3.78 | 4.9 | 2.4533
Z3 | T13 | 0.26875 | 0.21333 | 0.14 | 0.17 | 0.1675 | 28.2473 | 4.12 | 3.95 | 5.92 | 2.96
Z3 | T14 | 0.27625 | 0.22167 | 0.078333 | 0.2225 | 0.225 | 24.9667 | 3.9867 | 4.9433 | 6.8 | 3.3967
Z3 | T15 | 0.26625 | 0.26667 | 0.20333 | 0.1725 | 0.1775 | 8.6273 | 5.6867 | 4.4633 | 6.75 | 3.3767
Z3 | T16 | 0.26 | 0.15333 | 0.19333 | 0.1175 | 0.1225 | 7.6067 | 5.8033 | 3.8767 | 6.4733 | 2.9533
Z3 | T17 | 0.28875 | 0.13333 | 0.11333 | 0.105 | 0.1 | 7.1507 | 5.82 | 3.9733 | 6.87 | 3.5167
Z3 | T18 | 0.25625 | 0.275 | 0.12167 | 0.215 | 0.2125 | -6.8273 | 7.3433 | 3.02 | 6.2133 | 3.0733
Z3 | T19 | 0.23875 | 0.325 | 0.24333 | 0.155 | 0.235 | -42.9173 | 6.4033 | 1.7733 | 4.2933 | 2.37
Z3 | T20 | 0.26125 | 0.175 | 0.115 | 0.3325 | 0.3175 | -75.85 | 3.21 | 3.1167 | 4.3933 | 2.8767
Z3 | T21 | 0.26625 | 0.16 | 0.078333 | 0.2 | 0.2575 | -78.3767 | 2.3667 | 2.1933 | 3.82 | 1.73
Z3 | T22 | 0.26125 | 0.21167 | 0.058333 | 0.26 | 0.2575 | -70.1067 | 2.02 | 1.8833 | 1.9967 | 1
Z3 | T23 | 0.25375 | 0.215 | 0.12667 | 0.3275 | 0.33 | -69.19 | 2.5233 | 1.7567 | 4.0733 | 2.04
Z3 | T24 | 0.2225 | 0.27333 | 0.16833 | 0.3925 | 0.4475 | -71.41 | 3.4633 | 1.83 | 5.2167 | 2.4167

## Trade_PCC
Trade PCC parameters | Unit | Description | [5 empty] | Trade PCC parameters | Unit | Description
SR status | - | \\ SRM calls on condition (V) | [5 empty] | Ess Degradation Cost [Euro] | [Euro] | \\ The summation of ESS degradation cost in the previous markets
PCC ID | - | \\ Identification of PCC bus (B)
Period | - | \\ Identification of period (T)
PCC SR in SRM [MW] | [MW] | \\ SR provided by VPP at PCC buses in the SRM (inactive)
PCC up SR in SRM [MW] | [MW] | \\ Up SR provided by VPP at PCC buses in the SRM
PCC down SR in SRM [MW] | [MW] | \\ Down SR provided by VPP at PCC buses in the SRM
Traded power DAM [MW] | [MW] | \\ Traded power by VPP in the DAM
Traded power previous markets [MW] | [MW] | \\ The summation of traded power by VPP in the previous markets
UP SR in SRM [MW] | [MW] | \\ UP SR provided by VPP in the SRM
Down SR in SRM [MW] | [MW] | \\ Down SR provided by VPP in the SRM
Startup cost [Euro] | [Euro] | \\ The summation of startup cost in the previous markets
Shutdown cost [Euro] | [Euro] | \\ The summation of shutdown cost in the previous markets
|  |  | PCC SR in SRM [MW] |  |  | PCC up SR in SRM [MW] | PCC down SR in SRM [MW] |  | Traded power DAM [MW] |  |  | Traded power previous markets [MW] |  | UP SR in SRM [MW] | Down SR in SRM [MW] |  |  | Startup cost [Euro] | Shutdown cost [Euro] |  | Ess Degradation Cost [Euro]
V1 | B5 | T1 |  | B5 | T1 | 21.5 | 21.5 | T1 | 5.6571 |  | T1 | 13.9093 | T1 | 21.5 | 21.5 | U5 | T1 | 0 | 0 | U10 | 0
V1 | B5 | T2 |  | B5 | T2 | 18.0595 | 21.5 | T2 | 24.4296 |  | T2 | 13.1805 | T2 | 18.0595 | 21.5 | U5 | T2 | 0 | 0
V1 | B5 | T3 |  | B5 | T3 | 21.5 | 21.5 | T3 | 24.4219 |  | T3 | 24.39 | T3 | 21.5 | 21.5 | U5 | T3 | 0 | 0
V1 | B5 | T4 |  | B5 | T4 | 17.13 | 21.5 | T4 | 26.4176 |  | T4 | 28.14 | T4 | 17.13 | 21.5 | U5 | T4 | 0 | 0
V1 | B5 | T5 |  | B5 | T5 | 19.4024 | 21.5 | T5 | 23.1542 |  | T5 | 13.5776 | T5 | 19.4024 | 21.5 | U5 | T5 | 0 | 0
V1 | B5 | T6 |  | B5 | T6 | 17.4788 | 21.5 | T6 | 18.6994 |  | T6 | 24.7989 | T6 | 17.4788 | 21.5 | U5 | T6 | 0 | 0
V1 | B5 | T7 |  | B5 | T7 | 18.9515 | 21.5 | T7 | 7.5898 |  | T7 | 13.3802 | T7 | 18.9515 | 21.5 | U5 | T7 | 0 | 0
V1 | B5 | T8 |  | B5 | T8 | 19.791 | 21.5 | T8 | -85.13 |  | T8 | -56.621 | T8 | 19.791 | 21.5 | U5 | T8 | 0 | 0
V1 | B5 | T9 |  | B5 | T9 | 21.5 | 21.5 | T9 | -54.7377 |  | T9 | -50.7091 | T9 | 21.5 | 21.5 | U5 | T9 | 0 | 0
V1 | B5 | T10 |  | B5 | T10 | 21.5 | 21.5 | T10 | 35.79 |  | T10 | 59.6 | T10 | 21.5 | 21.5 | U5 | T10 | 0 | 0
V1 | B5 | T11 |  | B5 | T11 | 21.5 | 21.5 | T11 | 16.1073 |  | T11 | 21.7091 | T11 | 21.5 | 21.5 | U5 | T11 | 0 | 0
V1 | B5 | T12 |  | B5 | T12 | 21.5 | 21.5 | T12 | 20.9932 |  | T12 | 29.1284 | T12 | 21.5 | 21.5 | U5 | T12 | 0 | 0
V1 | B5 | T13 |  | B5 | T13 | 21.5 | 21.5 | T13 | 49.5513 |  | T13 | 58.1956 | T13 | 21.5 | 21.5 | U5 | T13 | 0 | 0
V1 | B5 | T14 |  | B5 | T14 | 21.5 | 21.5 | T14 | 42.1565 |  | T14 | 54.4867 | T14 | 21.5 | 21.5 | U5 | T14 | 0 | 0
V1 | B5 | T15 |  | B5 | T15 | 21.5 | 21.5 | T15 | 18.4582 |  | T15 | 23.6645 | T15 | 21.5 | 21.5 | U5 | T15 | 0 | 0
V1 | B5 | T16 |  | B5 | T16 | 21.5 | 21.5 | T16 | 18.0872 |  | T16 | 23.6634 | T16 | 21.5 | 21.5 | U5 | T16 | 0 | 0
V1 | B5 | T17 |  | B5 | T17 | 21.5 | 21.5 | T17 | 18.0354 |  | T17 | 23.4045 | T17 | 21.5 | 21.5 | U5 | T17 | 0 | 0
V1 | B5 | T18 |  | B5 | T18 | 21.5 | 21.5 | T18 | 14.294 |  | T18 | 18.8837 | T18 | 21.5 | 21.5 | U5 | T18 | 0 | 0
V1 | B5 | T19 |  | B5 | T19 | 21.5 | 21.5 | T19 | 40.34 |  | T19 | 55.14 | T19 | 21.5 | 21.5 | U5 | T19 | 0 | 0
V1 | B5 | T20 |  | B5 | T20 | 12.3438 | 21.5 | T20 | 32.6996 |  | T20 | 49.3062 | T20 | 12.3438 | 21.5 | U5 | T20 | 0 | 0
V1 | B5 | T21 |  | B5 | T21 | 4.0874 | 21.5 | T21 | 29.1 |  | T21 | 49.44 | T21 | 4.0874 | 21.5 | U5 | T21 | 0 | 0
V1 | B5 | T22 |  | B5 | T22 | 3 | 21.5 | T22 | 28.22 |  | T22 | 39.92 | T22 | 3 | 21.5 | U5 | T22 | 0 | 0
V1 | B5 | T23 |  | B5 | T23 | 21.5 | 21.5 | T23 | 16.54 |  | T23 | 9.26 | T23 | 21.5 | 21.5 | U5 | T23 | 0 | 0
V1 | B5 | T24 |  | B5 | T24 | 21.5 | 21.5 | T24 | 22.22 |  | T24 | 20.52 | T24 | 21.5 | 21.5 | U5 | T24 | 0 | 0
V2 | B5 | T1 | [13 empty] | U1 | T1 | 100 | 0
V2 | B5 | T2 | [13 empty] | U1 | T2 | 0 | 0
V2 | B5 | T3 | [13 empty] | U1 | T3 | 0 | 0
V2 | B5 | T4 | [13 empty] | U1 | T4 | 0 | 0
V2 | B5 | T5 | [13 empty] | U1 | T5 | 0 | 0
V2 | B5 | T6 | [13 empty] | U1 | T6 | 0 | 0
V2 | B5 | T7 | [13 empty] | U1 | T7 | 0 | 0
V2 | B5 | T8 | [13 empty] | U1 | T8 | 0 | 0
V2 | B5 | T9 | [13 empty] | U1 | T9 | 0 | 0
V2 | B5 | T10 | [13 empty] | U1 | T10 | 0 | 0
V2 | B5 | T11 | [13 empty] | U1 | T11 | 0 | 0
V2 | B5 | T12 | [13 empty] | U1 | T12 | 0 | 0
V2 | B5 | T13 | [13 empty] | U1 | T13 | 0 | 0
V2 | B5 | T14 | [13 empty] | U1 | T14 | 0 | 0
V2 | B5 | T15 | [13 empty] | U1 | T15 | 0 | 0
V2 | B5 | T16 | [13 empty] | U1 | T16 | 0 | 0
V2 | B5 | T17 | [13 empty] | U1 | T17 | 0 | 0
V2 | B5 | T18 | [13 empty] | U1 | T18 | 0 | 0
V2 | B5 | T19 | [13 empty] | U1 | T19 | 0 | 0
V2 | B5 | T20 | [13 empty] | U1 | T20 | 0 | 0
V2 | B5 | T21 | [13 empty] | U1 | T21 | 0 | 0
V2 | B5 | T22 | [13 empty] | U1 | T22 | 0 | 0
V2 | B5 | T23 | [13 empty] | U1 | T23 | 0 | 0
V2 | B5 | T24 | [13 empty] | U1 | T24 | 0 | 0
[16 empty] | U2 | T1 | 300 | 0
[16 empty] | U2 | T2 | 0 | 0
[16 empty] | U2 | T3 | 0 | 0
[16 empty] | U2 | T4 | 0 | 0
[16 empty] | U2 | T5 | 0 | 0
[16 empty] | U2 | T6 | 0 | 0
[16 empty] | U2 | T7 | 0 | 0
[16 empty] | U2 | T8 | 0 | 0
[16 empty] | U2 | T9 | 0 | 0
[16 empty] | U2 | T10 | 0 | 0
[16 empty] | U2 | T11 | 0 | 0
[16 empty] | U2 | T12 | 0 | 0
[16 empty] | U2 | T13 | 0 | 0
[16 empty] | U2 | T14 | 0 | 0
[16 empty] | U2 | T15 | 0 | 0
[16 empty] | U2 | T16 | 0 | 0
[16 empty] | U2 | T17 | 0 | 0
[16 empty] | U2 | T18 | 0 | 0
[16 empty] | U2 | T19 | 0 | 0
[16 empty] | U2 | T20 | 0 | 0
[16 empty] | U2 | T21 | 0 | 0
[16 empty] | U2 | T22 | 0 | 0
[16 empty] | U2 | T23 | 0 | 0
[16 empty] | U2 | T24 | 0 | 0

## AC-PF-LTVM (hidden)
Conversion Status | Dispatches |  |  |  |  | Voltage Magnitudes |  | Branch Flows [MW]
1
| Generator ID | Active Power Gen [MW] | PFC [MW] | Inertia [MW] | Reactive Power Gen [MVar] | Bus number | Voltage [V] | From bus | To bus | Active Power Flow [MW] | Reactive Power Flow [MW] | Line Rating Result [MVA] | Line Rating Actual [MVA] | % of Line Rating
vGrid_P | ESS | -12.8 | 3.2 | 4 | 30 | 1 | 1 | 1 | 10 | 86.5746 | 79.1729 | 117.318 | 200 | 58.659
106.2457 | PV | 12.8 | 12.8 | 16 | -55.9455 | 10 | 1.0494 | 10 | 1 | -86.5746 | -79.1729 | 117.318 | 200 | 58.659
| DG1 | 30 | 3.2 | 4 | 8.4284 | 11 | 1.0865 | 10 | 11 | 91.2467 | 32.8544 | 96.9813 | 100 | 96.9813
| DG2 | 0 | 0 | 0 | -30 | 12 | 1.1 | 10 | 13 | -5.6485 | 40.9274 | 41.3153 | 100 | 41.3153
vGrid_Q | [5 empty] | 13 | 1.0802 | 11 | 10 | -91.2467 | -33.0127 | 97.035 | 100 | 97.035
81.5281 | [5 empty] | 14 | 1.0938 | 11 | 12 | 90.3671 | 2.0394 | 90.3901 | 100 | 90.3901
[6 empty] | 21 | 1.095 | 11 | 21 | 0.042374 | 26.0726 | 26.0726 | 200 | 13.0363
[6 empty] | 22 | 1.1 | 12 | 11 | -90.3671 | -2.2044 | 90.394 | 100 | 90.394
[8 empty] | 13 | 10 | 5.6485 | -41.085 | 41.4714 | 100 | 41.4714
[8 empty] | 13 | 14 | -29.7911 | 22.2293 | 37.1706 | 100 | 37.1706
[8 empty] | 14 | 13 | 29.7911 | -22.3926 | 37.2685 | 100 | 37.2685
[8 empty] | 14 | 22 | -29.9281 | 21.7874 | 37.0186 | 125 | 29.6149
[8 empty] | 21 | 11 | -0.042374 | -26.0726 | 26.0726 | 200 | 13.0363
[8 empty] | 22 | 14 | 29.9281 | -21.7874 | 37.0186 | 125 | 29.6149

## Trade_Units
Trade units parameters | Unit | Description | [5 empty] | Trade units parameters | Unit | Description
SR status | - | \\ SR activation (no reserve, up reserve, down reserve) status (V) | [5 empty] | ESS_discharging down SR in previous market [MW] | [MW] | \\ Down SR provided by ESS (TES and ES) in discharging state in the previous session of the market (SRM) (inactive)
VPP ID | - | \\ Identification of VPP unit for indexing (U) | [5 empty] | Units power DAM [MW] | [MW] | \\ Units fixed power in the DAM
Period | - | \\ Identification of period (T) | [5 empty] | Units power previous market [MW] | [MW] | \\ Units fixed power in the previous session (DAM,SRM, or IDMs)
Up SR previous market [MW] | [MW] | \\ UP SR provided by units in the previous session of the market (SRM) | [5 empty] | DRES_STH Commit in previous market [-] | [-] | \\ Commitment status of DRES and STH unit in the previous session of the market for the beggining period of ID2-ID7
Down SR previous market [MW] | [MW] | \\ Down SR provided by units in the previous session of the market (SRM) | [5 empty] | ESS Energy in previous market [MWh] | [MWh] | \\ Energy stored in the ESS (TES and ES) in the previous session of the market (SRM)
Power block up SR in previous market [MW] | [MW] | \\ Total UP SR provided by power block in the previous session of the market (SRM) (inactive) | [5 empty] | ESSs energy share for up SR in previous market [-] | [-] | \\ Share of ESS (TES and ES) energy capacity allocated to provide up SR in the previous session of the market (SRM) (inactive)
Power block down SR in previous market [MW] | [MW] | \\ Total Down SR provided by power block in the previous session of the market (SRM) (inactive) | [5 empty] | ESSs energy share for down SR in previous market [-] | [-] | \\ Share of ESS (TES and ES) energy capacity allocated to provide down SR in the previous session of the market (SRM) (inactive)
TESS up SR in previous market [MW] | [MW] | \\ Total UP SR provided by TES in the previous session of the market (SRM) | [5 empty] | ESS charge power in previous market [MW] | [MW] | \\ ESS charging power in the previous session of the market
TESS down SR in previous market [MW] | [MW] | \\ Total Down SR provided by TES in the previous session of the market (SRM) | [5 empty] | ESS discharge power in previous market [MW] | [MW] | \\ ESS discharging power in the previous session of the market
ESS_discharging up SR in previous market [MW] | [MW] | \\ UP SR provided by ESS (TES and ES) in charging state in the previous session of the market (SRM) (inactive) | [5 empty] | Demand profile DAM [MW] | [MW] | \\ Demand consumption in the previous session of the market
ESS_charging up SR in previous market [MW] | [MW] | \\ Down SR provided by ESS (TES and ES) in charging state in the previous session of the market (SRM) (inactive)
ESS_charging down SR in previous market [MW] | [MW] | \\ UP SR provided by ESS (TES and ES) in discharging state in the previous session of the market (SRM) (inactive)
|  |  | Up SR previous market [MW] | Down SR previous market [MW] |  |  |  | Power block up SR in previous market [MW] | Power block down SR in previous market [MW] |  |  |  |  | TESS up SR in previous market [MW] | TESS down SR in previous market [MW] | ESS_discharging up SR in previous market [MW] | ESS_charging up SR in previous market [MW] | ESS_charging down SR in previous market [MW] | ESS_discharging down SR in previous market [MW] |  |  | Units power DAM [MW] |  |  | Units power previous market [MW] |  |  | DRES_STH Commit in previous market [-] |  |  | ESS Energy in previous market [MWh] |  | ESSs energy share for up SR in previous market [-] | ESSs energy share for down SR in previous market [-] |  |  | ESS charge power in previous market [MW] | ESS discharge power in previous market [MW] |  |  | Demand profile DAM [MW]
V1 | U3 | T1 | 2.5 | 0 | V1 | U5 | T1 |  |  |  | V1 | U9 | T1 | 0 | 0 |  |  |  |  | U3 | T1 | 1.53 | U3 | T1 | 21.63 | U5 | T1 | 0 | U9 | T1 | 141.3789 | U9 |  |  | U10 | T1 | 0 | 0 | U6 | T1 | 38
V1 | U3 | T2 | 2.5 | 0 | V1 | U5 | T2 |  |  |  | V1 | U9 | T2 | 0 | 0 |  |  |  |  | U3 | T2 | 22.39 | U3 | T2 | 5.94 | U5 | T2 | 0 | U9 | T2 | 141.3789 |  |  |  | U10 | T2 | 0 | 0 | U6 | T2 | 38
V1 | U3 | T3 | 2.5 | 0 | V1 | U5 | T3 |  |  |  | V1 | U9 | T3 | 0 | 0 |  |  |  |  | U3 | T3 | 20.59 | U3 | T3 | 20.59 | U5 | T3 | 0 | U9 | T3 | 141.3789 |  |  |  | U10 | T3 | 0 | 0 | U6 | T3 | 38
V1 | U3 | T4 | 2.5 | 0 | V1 | U5 | T4 |  |  |  | V1 | U9 | T4 | 0 | 0 |  |  |  |  | U3 | T4 | 19.97 | U3 | T4 | 19.97 | U5 | T4 | 0 | U9 | T4 | 141.3789 |  |  |  | U10 | T4 | 0 | 0 | U6 | T4 | 38
V1 | U3 | T5 | 2.5 | 0 | V1 | U5 | T5 |  |  |  | V1 | U9 | T5 | 0 | 0 |  |  |  |  | U3 | T5 | 21.82 | U3 | T5 | 7.68 | U5 | T5 | 0 | U9 | T5 | 141.3789 |  |  |  | U10 | T5 | 0 | 0 | U6 | T5 | 38
V1 | U3 | T6 | 2.5 | 0 | V1 | U5 | T6 |  |  |  | V1 | U9 | T6 | 0 | 0 |  |  |  |  | U3 | T6 | 21.99 | U3 | T6 | 21.99 | U5 | T6 | 0 | U9 | T6 | 141.3789 |  |  |  | U10 | T6 | 0 | 0 | U6 | T6 | 38
V1 | U3 | T7 | 2.5 | 0 | V1 | U5 | T7 |  |  |  | V1 | U9 | T7 | 0 | 0 |  |  |  |  | U3 | T7 | 1.19 | U3 | T7 | 22.64 | U5 | T7 | 0 | U9 | T7 | 141.3789 |  |  |  | U10 | T7 | 0 | 0 | U6 | T7 | 38
V1 | U3 | T8 | 2.5 | 0 | V1 | U5 | T8 |  |  |  | V1 | U9 | T8 | 0 | 0 |  |  |  |  | U3 | T8 | 4.06 | U3 | T8 | 6.94 | U5 | T8 | 0 | U9 | T8 | 141.3789 |  |  |  | U10 | T8 | 0 | 0 | U6 | T8 | 116
V1 | U3 | T9 | 2.5 | 0 | V1 | U5 | T9 |  |  |  | V1 | U9 | T9 | 0 | 0 |  |  |  |  | U3 | T9 | 3.2 | U3 | T9 | 7.12 | U5 | T9 | 1 | U9 | T9 | 110 |  |  |  | U10 | T9 | 0 | 0 | U6 | T9 | 116
V1 | U3 | T10 | 2.5 | 0 | V1 | U5 | T10 |  |  |  | V1 | U9 | T10 | 0 | 0 |  |  |  |  | U3 | T10 | 2.43 | U3 | T10 | 5 | U5 | T10 | 1 | U9 | T10 | 151.4295 |  |  |  | U10 | T10 | 0 | 0 | U6 | T10 | 74
V1 | U3 | T11 | 2.5 | 0 | V1 | U5 | T11 |  |  |  | V1 | U9 | T11 | 0 | 0 |  |  |  |  | U3 | T11 | 0 | U3 | T11 | 5.02 | U5 | T11 | 1 | U9 | T11 | 284.097 |  |  |  | U10 | T11 | 0 | 0 | U6 | T11 | 74
V1 | U3 | T12 | 2.5 | 0 | V1 | U5 | T12 |  |  |  | V1 | U9 | T12 | 0 | 0 |  |  |  |  | U3 | T12 | 0 | U3 | T12 | 2.18 | U5 | T12 | 1 | U9 | T12 | 399.2541 |  |  |  | U10 | T12 | 0 | 0 | U6 | T12 | 74
V1 | U3 | T13 | 2.5 | 0 | V1 | U5 | T13 |  |  |  | V1 | U9 | T13 | 0 | 0 |  |  |  |  | U3 | T13 | 0 | U3 | T13 | 1.07 | U5 | T13 | 1 | U9 | T13 | 443.2201 |  |  |  | U10 | T13 | 0 | 0 | U6 | T13 | 58
V1 | U3 | T14 | 2.5 | 0 | V1 | U5 | T14 |  |  |  | V1 | U9 | T14 | 0 | 0 |  |  |  |  | U3 | T14 | 18.41 | U3 | T14 | 2.01 | U5 | T14 | 1 | U9 | T14 | 536.2964 |  |  |  | U10 | T14 | 0 | 0 | U6 | T14 | 58
V1 | U3 | T15 | 2.5 | 0 | V1 | U5 | T15 |  |  |  | V1 | U9 | T15 | 0 | 0 |  |  |  |  | U3 | T15 | 18.72 | U3 | T15 | 4.64 | U5 | T15 | 1 | U9 | T15 | 587.4258 |  |  |  | U10 | T15 | 0 | 0 | U6 | T15 | 86
V1 | U3 | T16 | 2.5 | 0 | V1 | U5 | T16 |  |  |  | V1 | U9 | T16 | 0 | 0 |  |  |  |  | U3 | T16 | 19.54 | U3 | T16 | 19.54 | U5 | T16 | 1 | U9 | T16 | 707.0649 |  |  |  | U10 | T16 | 0 | 0 | U6 | T16 | 86
V1 | U3 | T17 | 2.5 | 0 | V1 | U5 | T17 |  |  |  | V1 | U9 | T17 | 0 | 0 |  |  |  |  | U3 | T17 | 1.13 | U3 | T17 | 5.33 | U5 | T17 | 1 | U9 | T17 | 745.1979 |  |  |  | U10 | T17 | 0 | 0 | U6 | T17 | 86
V1 | U3 | T18 | 2.5 | 0 | V1 | U5 | T18 |  |  |  | V1 | U9 | T18 | 0 | 0 |  |  |  |  | U3 | T18 | 0.9 | U3 | T18 | 20.94 | U5 | T18 | 1 | U9 | T18 | 810.5684 |  |  |  | U10 | T18 | 0 | 0 | U6 | T18 | 80
V1 | U3 | T19 | 2.5 | 0 | V1 | U5 | T19 |  |  |  | V1 | U9 | T19 | 0 | 0 |  |  |  |  | U3 | T19 | 22.52 | U3 | T19 | 22.52 | U5 | T19 | 1 | U9 | T19 | 746.6421 |  |  |  | U10 | T19 | 0 | 0 | U6 | T19 | 80
V1 | U3 | T20 | 0 | 0 | V1 | U5 | T20 |  |  |  | V1 | U9 | T20 | 0 | 0 |  |  |  |  | U3 | T20 | 4.13 | U3 | T20 | 27.68 | U5 | T20 | 1 | U9 | T20 | 625.5895 |  |  |  | U10 | T20 | 0 | 0 | U6 | T20 | 80
V1 | U3 | T21 | 0 | 0 | V1 | U5 | T21 |  |  |  | V1 | U9 | T21 | 0 | 0 |  |  |  |  | U3 | T21 | 4.05 | U3 | T21 | 24.39 | U5 | T21 | 1 | U9 | T21 | 504.5368 |  |  |  | U10 | T21 | 0 | 0 | U6 | T21 | 80
V1 | U3 | T22 | 0 | 0 | V1 | U5 | T22 |  |  |  | V1 | U9 | T22 | 0 | 0 |  |  |  |  | U3 | T22 | 23.87 | U3 | T22 | 23.87 | U5 | T22 | 1 | U9 | T22 | 383.4842 |  |  |  | U10 | T22 | 0 | 0 | U6 | T22 | 90
V1 | U3 | T23 | 2.5 | 0 | V1 | U5 | T23 |  |  |  | V1 | U9 | T23 | 0 | 0 |  |  |  |  | U3 | T23 | 24.49 | U3 | T23 | 7.21 | U5 | T23 | 1 | U9 | T23 | 262.4316 |  |  |  | U10 | T23 | 0 | 0 | U6 | T23 | 90
V1 | U3 | T24 | 2.5 | 0 | V1 | U5 | T24 |  |  |  | V1 | U9 | T24 | 0 | 0 |  |  |  |  | U3 | T24 | 18.47 | U3 | T24 | 18.47 | U5 | T24 | 1 | U9 | T24 | 141.3789 |  |  |  | U10 | T24 | 0 | 0 | U6 | T24 | 90
V1 | U4 | T1 | 0 | 0 | V2 | U5 | T1 |  |  |  | V2 | U9 | T1 | 0 | 0 |  |  |  |  | U4 | T1 | 0 | U4 | T1 | 0 | U1 | T1 | 1 | U10 | T1 | 0
V1 | U4 | T2 | 0 | 0 | V2 | U5 | T2 |  |  |  | V2 | U9 | T2 | 0 | 0 |  |  |  |  | U4 | T2 | 0 | U4 | T2 | 0 | U1 | T2 | 1 | U10 | T2 | 0
V1 | U4 | T3 | 0 | 0 | V2 | U5 | T3 |  |  |  | V2 | U9 | T3 | 0 | 0 |  |  |  |  | U4 | T3 | 0 | U4 | T3 | 0 | U1 | T3 | 1 | U10 | T3 | 0
V1 | U4 | T4 | 0 | 0 | V2 | U5 | T4 |  |  |  | V2 | U9 | T4 | 0 | 0 |  |  |  |  | U4 | T4 | 0 | U4 | T4 | 0 | U1 | T4 | 1 | U10 | T4 | 0
V1 | U4 | T5 | 0 | 0 | V2 | U5 | T5 |  |  |  | V2 | U9 | T5 | 0 | 0 |  |  |  |  | U4 | T5 | 0 | U4 | T5 | 0 | U1 | T5 | 1 | U10 | T5 | 0
V1 | U4 | T6 | 0 | 0 | V2 | U5 | T6 |  |  |  | V2 | U9 | T6 | 0 | 0 |  |  |  |  | U4 | T6 | 0 | U4 | T6 | 0 | U1 | T6 | 1 | U10 | T6 | 0
V1 | U4 | T7 | 0 | 0 | V2 | U5 | T7 |  |  |  | V2 | U9 | T7 | 0 | 0 |  |  |  |  | U4 | T7 | 0 | U4 | T7 | 0 | U1 | T7 | 1 | U10 | T7 | 0
V1 | U4 | T8 | 0 | 0 | V2 | U5 | T8 |  |  |  | V2 | U9 | T8 | 0 | 0 |  |  |  |  | U4 | T8 | 1.13 | U4 | T8 | 1.13 | U1 | T8 | 1 | U10 | T8 | 0
V1 | U4 | T9 | 0 | 0 | V2 | U5 | T9 |  |  |  | V2 | U9 | T9 | 0 | 0 |  |  |  |  | U4 | T9 | 12.2 | U4 | T9 | 12.2 | U1 | T9 | 1 | U10 | T9 | 0
V1 | U4 | T10 | 0 | 0 | V2 | U5 | T10 |  |  |  | V2 | U9 | T10 | 0 | 0 |  |  |  |  | U4 | T10 | 27.9 | U4 | T10 | 27.9 | U1 | T10 | 1 | U10 | T10 | 0
V1 | U4 | T11 | 0 | 0 | V2 | U5 | T11 |  |  |  | V2 | U9 | T11 | 0 | 0 |  |  |  |  | U4 | T11 | 23.28 | U4 | T11 | 37.04 | U1 | T11 | 1 | U10 | T11 | 0
V1 | U4 | T12 | 0 | 0 | V2 | U5 | T12 |  |  |  | V2 | U9 | T12 | 0 | 0 |  |  |  |  | U4 | T12 | 41.12 | U4 | T12 | 32.69 | U1 | T12 | 1 | U10 | T12 | 0
V1 | U4 | T13 | 0 | 0 | V2 | U5 | T13 |  |  |  | V2 | U9 | T13 | 0 | 0 |  |  |  |  | U4 | T13 | 42.6 | U4 | T13 | 34.98 | U1 | T13 | 1 | U10 | T13 | 0
V1 | U4 | T14 | 0 | 0 | V2 | U5 | T14 |  |  |  | V2 | U9 | T14 | 0 | 0 |  |  |  |  | U4 | T14 | 26.38 | U4 | T14 | 43.19 | U1 | T14 | 1 | U10 | T14 | 0
V1 | U4 | T15 | 0 | 0 | V2 | U5 | T15 |  |  |  | V2 | U9 | T15 | 0 | 0 |  |  |  |  | U4 | T15 | 27.54 | U4 | T15 | 35.7 | U1 | T15 | 1 | U10 | T15 | 0
V1 | U4 | T16 | 0 | 0 | V2 | U5 | T16 |  |  |  | V2 | U9 | T16 | 0 | 0 |  |  |  |  | U4 | T16 | 26.46 | U4 | T16 | 31.55 | U1 | T16 | 1 | U10 | T16 | 0
V1 | U4 | T17 | 0 | 0 | V2 | U5 | T17 |  |  |  | V2 | U9 | T17 | 0 | 0 |  |  |  |  | U4 | T17 | 21.21 | U4 | T17 | 27.03 | U1 | T17 | 1 | U10 | T17 | 0
V1 | U4 | T18 | 0 | 0 | V2 | U5 | T18 |  |  |  | V2 | U9 | T18 | 0 | 0 |  |  |  |  | U4 | T18 | 14.92 | U4 | T18 | 19.36 | U1 | T18 | 1 | U10 | T18 | 0
V1 | U4 | T19 | 0 | 0 | V2 | U5 | T19 |  |  |  | V2 | U9 | T19 | 0 | 0 |  |  |  |  | U4 | T19 | 11.32 | U4 | T19 | 11.32 | U1 | T19 | 1 | U10 | T19 | 0
V1 | U4 | T20 | 0 | 0 | V2 | U5 | T20 |  |  |  | V2 | U9 | T20 | 0 | 0 |  |  |  |  | U4 | T20 | 0.92 | U4 | T20 | 0.92 | U1 | T20 | 1 | U10 | T20 | 0
V1 | U4 | T21 | 0 | 0 | V2 | U5 | T21 |  |  |  | V2 | U9 | T21 | 0 | 0 |  |  |  |  | U4 | T21 | 0 | U4 | T21 | 0 | U1 | T21 | 1 | U10 | T21 | 0
V1 | U4 | T22 | 0 | 0 | V2 | U5 | T22 |  |  |  | V2 | U9 | T22 | 0 | 0 |  |  |  |  | U4 | T22 | 0 | U4 | T22 | 0 | U1 | T22 | 1 | U10 | T22 | 0
V1 | U4 | T23 | 0 | 0 | V2 | U5 | T23 |  |  |  | V2 | U9 | T23 | 0 | 0 |  |  |  |  | U4 | T23 | 0 | U4 | T23 | 0 | U1 | T23 | 1 | U10 | T23 | 0
V1 | U4 | T24 | 0 | 0 | V2 | U5 | T24 |  |  |  | V2 | U9 | T24 | 0 | 0 |  |  |  |  | U4 | T24 | 0 | U4 | T24 | 0 | U1 | T24 | 1 | U10 | T24 | 0
V1 | U5 | T1 | 0 | 0 | [15 empty] | U5 | T1 | 0 | U5 | T1 | 0 | U2 | T1 | 1
V1 | U5 | T2 | 0 | 0 | [15 empty] | U5 | T2 | 0 | U5 | T2 | 0 | U2 | T2 | 1
V1 | U5 | T3 | 0 | 0 | [15 empty] | U5 | T3 | 0 | U5 | T3 | 0 | U2 | T3 | 1
V1 | U5 | T4 | 0 | 0 | [15 empty] | U5 | T4 | 0 | U5 | T4 | 0 | U2 | T4 | 1
V1 | U5 | T5 | 0 | 0 | [15 empty] | U5 | T5 | 0 | U5 | T5 | 0 | U2 | T5 | 1
V1 | U5 | T6 | 0 | 0 | [15 empty] | U5 | T6 | 0 | U5 | T6 | 0 | U2 | T6 | 1
V1 | U5 | T7 | 0 | 0 | [15 empty] | U5 | T7 | 0 | U5 | T7 | 0 | U2 | T7 | 1
V1 | U5 | T8 | 0 | 0 | [15 empty] | U5 | T8 | 0 | U5 | T8 | 0 | U2 | T8 | 1
V1 | U5 | T9 | 0 | 0 | [15 empty] | U5 | T9 | 20.1823 | U5 | T9 | 0 | U2 | T9 | 1
V1 | U5 | T10 | 0 | 0 | [15 empty] | U5 | T10 | 43 | U5 | T10 | 55.3 | U2 | T10 | 1
V1 | U5 | T11 | 0 | 0 | [15 empty] | U5 | T11 | 43 | U5 | T11 | 26.6 | U2 | T11 | 1
V1 | U5 | T12 | 0 | 0 | [15 empty] | U5 | T12 | 43 | U5 | T12 | 46.8384 | U2 | T12 | 1
V1 | U5 | T13 | 0 | 0 | [15 empty] | U5 | T13 | 40.9539 | U5 | T13 | 55.3 | U2 | T13 | 1
V1 | U5 | T14 | 0 | 0 | [15 empty] | U5 | T14 | 37.5665 | U5 | T14 | 44.0967 | U2 | T14 | 1
V1 | U5 | T15 | 0 | 0 | [15 empty] | U5 | T15 | 42.5982 | U5 | T15 | 49.4245 | U2 | T15 | 1
V1 | U5 | T16 | 0 | 0 | [15 empty] | U5 | T16 | 43 | U5 | T16 | 37.1428 | U2 | T16 | 1
V1 | U5 | T17 | 0 | 0 | [15 empty] | U5 | T17 | 43 | U5 | T17 | 55.3 | U2 | T17 | 1
V1 | U5 | T18 | 0 | 0 | [15 empty] | U5 | T18 | 43 | U5 | T18 | 38.0837 | U2 | T18 | 1
V1 | U5 | T19 | 0 | 0 | [15 empty] | U5 | T19 | 43 | U5 | T19 | 55.3 | U2 | T19 | 1
V1 | U5 | T20 | 0 | 0 | [15 empty] | U5 | T20 | 42.6496 | U5 | T20 | 45.05 | U2 | T20 | 1
V1 | U5 | T21 | 0 | 0 | [15 empty] | U5 | T21 | 45.05 | U5 | T21 | 45.05 | U2 | T21 | 1
V1 | U5 | T22 | 0 | 0 | [15 empty] | U5 | T22 | 45.05 | U5 | T22 | 45.05 | U2 | T22 | 1
V1 | U5 | T23 | 0 | 0 | [15 empty] | U5 | T23 | 32.75 | U5 | T23 | 45.05 | U2 | T23 | 1
V1 | U5 | T24 | 0 | 0 | [15 empty] | U5 | T24 | 32.75 | U5 | T24 | 45.05 | U2 | T24 | 1
V1 | U6 | T1 | 4.038 | 0 | [15 empty] | U6 | T1 | 34.2 | U6 | T1 | 40.3805
V1 | U6 | T2 | 3.8 | 0 | [15 empty] | U6 | T2 | 34.2 | U6 | T2 | 38
V1 | U6 | T3 | 3.8 | 0 | [15 empty] | U6 | T3 | 34.2 | U6 | T3 | 38
V1 | U6 | T4 | 3.8 | 0 | [15 empty] | U6 | T4 | 34.2 | U6 | T4 | 38
V1 | U6 | T5 | 3.8 | 0 | [15 empty] | U6 | T5 | 34.2 | U6 | T5 | 38
V1 | U6 | T6 | 3.8 | 0 | [15 empty] | U6 | T6 | 34.2 | U6 | T6 | 38
V1 | U6 | T7 | 3.8 | 0 | [15 empty] | U6 | T7 | 34.2 | U6 | T7 | 38
V1 | U6 | T8 | 11.6 | 0 | [15 empty] | U6 | T8 | 147.32 | U6 | T8 | 116
V1 | U6 | T9 | 11.6 | 0 | [15 empty] | U6 | T9 | 147.32 | U6 | T9 | 116
V1 | U6 | T10 | 7.4 | 0 | [15 empty] | U6 | T10 | 89.54 | U6 | T10 | 74
V1 | U6 | T11 | 7.5451 | 0 | [15 empty] | U6 | T11 | 82.88 | U6 | T11 | 75.4509
V1 | U6 | T12 | 7.4 | 0 | [15 empty] | U6 | T12 | 81.4 | U6 | T12 | 74
V1 | U6 | T13 | 5.8 | 0 | [15 empty] | U6 | T13 | 52.2 | U6 | T13 | 58
V1 | U6 | T14 | 5.8 | 0 | [15 empty] | U6 | T14 | 52.2 | U6 | T14 | 58
V1 | U6 | T15 | 8.6 | 0 | [15 empty] | U6 | T15 | 90.3 | U6 | T15 | 86
V1 | U6 | T16 | 9.3069 | 0 | [15 empty] | U6 | T16 | 93.74 | U6 | T16 | 93.0694
V1 | U6 | T17 | 9.2756 | 0 | [15 empty] | U6 | T17 | 94.6 | U6 | T17 | 92.7555
V1 | U6 | T18 | 8 | 0 | [15 empty] | U6 | T18 | 88.8 | U6 | T18 | 80
V1 | U6 | T19 | 8 | 0 | [15 empty] | U6 | T19 | 84.8 | U6 | T19 | 80
V1 | U6 | T20 | 7.3438 | 0 | [15 empty] | U6 | T20 | 72 | U6 | T20 | 79.3438
V1 | U6 | T21 | 0 | 0 | [15 empty] | U6 | T21 | 72 | U6 | T21 | 72
V1 | U6 | T22 | 0 | 0 | [15 empty] | U6 | T22 | 92.7 | U6 | T22 | 81
V1 | U6 | T23 | 9 | 0 | [15 empty] | U6 | T23 | 92.7 | U6 | T23 | 90
V1 | U6 | T24 | 9 | 0 | [15 empty] | U6 | T24 | 81 | U6 | T24 | 90
V1 | U1 | T1 | 9.962 | 0 | [15 empty] | U1 | T1 | 36.3271 | U1 | T1 | 30.6598
V1 | U1 | T2 | 6.7595 | 0 | [15 empty] | U1 | T2 | 34.2396 | U1 | T2 | 43.2405
V1 | U1 | T3 | 10.2 | 0 | [15 empty] | U1 | T3 | 36.0319 | U1 | T3 | 39.8
V1 | U1 | T4 | 5.83 | 0 | [15 empty] | U1 | T4 | 38.6476 | U1 | T4 | 44.17
V1 | U1 | T5 | 8.1024 | 0 | [15 empty] | U1 | T5 | 33.5342 | U1 | T5 | 41.8976
V1 | U1 | T6 | 6.1788 | 0 | [15 empty] | U1 | T6 | 28.9094 | U1 | T6 | 38.8089
V1 | U1 | T7 | 7.6515 | 0 | [15 empty] | U1 | T7 | 38.5998 | U1 | T7 | 26.7402
V1 | U1 | T8 | 0.69096 | 0 | [15 empty] | U1 | T8 | 50 | U1 | T8 | 49.309
V1 | U1 | T9 | 2.4 | 0 | [15 empty] | U1 | T9 | 50 | U1 | T9 | 43.9709
V1 | U1 | T10 | 6.6 | 0 | [15 empty] | U1 | T10 | 50 | U1 | T10 | 43.4
V1 | U1 | T11 | 6.4549 | 0 | [15 empty] | U1 | T11 | 30.7073 | U1 | T11 | 26.5
V1 | U1 | T12 | 6.6 | 0 | [15 empty] | U1 | T12 | 16.2732 | U1 | T12 | 19.42
V1 | U1 | T13 | 8.2 | 0 | [15 empty] | U1 | T13 | 16.1974 | U1 | T13 | 22.8456
V1 | U1 | T14 | 8.2 | 0 | [15 empty] | U1 | T14 | 10 | U1 | T14 | 21.19
V1 | U1 | T15 | 5.4 | 0 | [15 empty] | U1 | T15 | 17.9 | U1 | T15 | 17.9
V1 | U1 | T16 | 4.6931 | 0 | [15 empty] | U1 | T16 | 20.8272 | U1 | T16 | 26.5
V1 | U1 | T17 | 4.7244 | 0 | [15 empty] | U1 | T17 | 45.2954 | U1 | T17 | 26.5
V1 | U1 | T18 | 6 | 0 | [15 empty] | U1 | T18 | 42.274 | U1 | T18 | 18.5
V1 | U1 | T19 | 6 | 0 | [15 empty] | U1 | T19 | 46.3 | U1 | T19 | 44
V1 | U1 | T20 | 0 | 0 | [15 empty] | U1 | T20 | 50 | U1 | T20 | 50
V1 | U1 | T21 | 0 | 0 | [15 empty] | U1 | T21 | 50 | U1 | T21 | 50
V1 | U1 | T22 | 0 | 0 | [15 empty] | U1 | T22 | 50 | U1 | T22 | 50
V1 | U1 | T23 | 5 | 0 | [15 empty] | U1 | T23 | 50 | U1 | T23 | 45
V1 | U1 | T24 | 5 | 0 | [15 empty] | U1 | T24 | 50 | U1 | T24 | 45
V1 | U2 | T1 | 5 | 0 | [15 empty] | U2 | T1 | 2 | U2 | T1 | 2
V1 | U2 | T2 | 5 | 0 | [15 empty] | U2 | T2 | 2 | U2 | T2 | 2
V1 | U2 | T3 | 5 | 0 | [15 empty] | U2 | T3 | 2 | U2 | T3 | 2
V1 | U2 | T4 | 5 | 0 | [15 empty] | U2 | T4 | 2 | U2 | T4 | 2
V1 | U2 | T5 | 5 | 0 | [15 empty] | U2 | T5 | 2 | U2 | T5 | 2
V1 | U2 | T6 | 5 | 0 | [15 empty] | U2 | T6 | 2 | U2 | T6 | 2
V1 | U2 | T7 | 5 | 0 | [15 empty] | U2 | T7 | 2 | U2 | T7 | 2
V1 | U2 | T8 | 5 | 0 | [15 empty] | U2 | T8 | 7 | U2 | T8 | 2
V1 | U2 | T9 | 5 | 0 | [15 empty] | U2 | T9 | 7 | U2 | T9 | 2
V1 | U2 | T10 | 5 | 0 | [15 empty] | U2 | T10 | 2 | U2 | T10 | 2
V1 | U2 | T11 | 5 | 0 | [15 empty] | U2 | T11 | 2 | U2 | T11 | 2
V1 | U2 | T12 | 5 | 0 | [15 empty] | U2 | T12 | 2 | U2 | T12 | 2
V1 | U2 | T13 | 5 | 0 | [15 empty] | U2 | T13 | 2 | U2 | T13 | 2
V1 | U2 | T14 | 5 | 0 | [15 empty] | U2 | T14 | 2 | U2 | T14 | 2
V1 | U2 | T15 | 5 | 0 | [15 empty] | U2 | T15 | 2 | U2 | T15 | 2
V1 | U2 | T16 | 5 | 0 | [15 empty] | U2 | T16 | 2 | U2 | T16 | 2
V1 | U2 | T17 | 5 | 0 | [15 empty] | U2 | T17 | 2 | U2 | T17 | 2
V1 | U2 | T18 | 5 | 0 | [15 empty] | U2 | T18 | 2 | U2 | T18 | 2
V1 | U2 | T19 | 5 | 0 | [15 empty] | U2 | T19 | 2 | U2 | T19 | 2
V1 | U2 | T20 | 5 | 0 | [15 empty] | U2 | T20 | 7 | U2 | T20 | 5
V1 | U2 | T21 | 4.0874 | 0 | [15 empty] | U2 | T21 | 2 | U2 | T21 | 2
V1 | U2 | T22 | 3 | 0 | [15 empty] | U2 | T22 | 2 | U2 | T22 | 2
V1 | U2 | T23 | 5 | 0 | [15 empty] | U2 | T23 | 2 | U2 | T23 | 2
V1 | U2 | T24 | 5 | 0 | [15 empty] | U2 | T24 | 2 | U2 | T24 | 2
V1 | U9 | T1 | 0 | 0 | [15 empty] | U9 | T1 | 0 | U9 | T1 | 0
V1 | U9 | T2 | 0 | 0 | [15 empty] | U9 | T2 | 0 | U9 | T2 | 0
V1 | U9 | T3 | 0 | 0 | [15 empty] | U9 | T3 | 0 | U9 | T3 | 0
V1 | U9 | T4 | 0 | 0 | [15 empty] | U9 | T4 | 0 | U9 | T4 | 0
V1 | U9 | T5 | 0 | 0 | [15 empty] | U9 | T5 | 0 | U9 | T5 | 0
V1 | U9 | T6 | 0 | 0 | [15 empty] | U9 | T6 | 0 | U9 | T6 | 0
V1 | U9 | T7 | 0 | 0 | [15 empty] | U9 | T7 | 0 | U9 | T7 | 0
V1 | U9 | T8 | 0 | 0 | [15 empty] | U9 | T8 | 0 | U9 | T8 | 0
V1 | U9 | T9 | 0 | 0 | [15 empty] | U9 | T9 | 0 | U9 | T9 | 0
V1 | U9 | T10 | 0 | 0 | [15 empty] | U9 | T10 | 0 | U9 | T10 | 0
V1 | U9 | T11 | 0 | 0 | [15 empty] | U9 | T11 | 0 | U9 | T11 | 0
V1 | U9 | T12 | 0 | 0 | [15 empty] | U9 | T12 | 0 | U9 | T12 | 0
V1 | U9 | T13 | 0 | 0 | [15 empty] | U9 | T13 | 0 | U9 | T13 | 0
V1 | U9 | T14 | 0 | 0 | [15 empty] | U9 | T14 | 0 | U9 | T14 | 0
V1 | U9 | T15 | 0 | 0 | [15 empty] | U9 | T15 | 0 | U9 | T15 | 0
V1 | U9 | T16 | 0 | 0 | [15 empty] | U9 | T16 | 0 | U9 | T16 | 0
V1 | U9 | T17 | 0 | 0 | [15 empty] | U9 | T17 | 0 | U9 | T17 | 0
V1 | U9 | T18 | 0 | 0 | [15 empty] | U9 | T18 | 0 | U9 | T18 | 0
V1 | U9 | T19 | 0 | 0 | [15 empty] | U9 | T19 | 0 | U9 | T19 | 0
V1 | U9 | T20 | 0 | 0 | [15 empty] | U9 | T20 | 0 | U9 | T20 | 0
V1 | U9 | T21 | 0 | 0 | [15 empty] | U9 | T21 | 0 | U9 | T21 | 0
V1 | U9 | T22 | 0 | 0 | [15 empty] | U9 | T22 | 0 | U9 | T22 | 0
V1 | U9 | T23 | 0 | 0 | [15 empty] | U9 | T23 | 0 | U9 | T23 | 0
V1 | U9 | T24 | 0 | 0 | [15 empty] | U9 | T24 | 0 | U9 | T24 | 0
V1 | U10 | T1 | 0 | 0 | [15 empty] | U10 | T1 | 0 | U10 | T1 | 0
V1 | U10 | T2 | 0 | 0 | [15 empty] | U10 | T2 | 0 | U10 | T2 | 0
V1 | U10 | T3 | 0 | 0 | [15 empty] | U10 | T3 | 0 | U10 | T3 | 0
V1 | U10 | T4 | 0 | 0 | [15 empty] | U10 | T4 | 0 | U10 | T4 | 0
V1 | U10 | T5 | 0 | 0 | [15 empty] | U10 | T5 | 0 | U10 | T5 | 0
V1 | U10 | T6 | 0 | 0 | [15 empty] | U10 | T6 | 0 | U10 | T6 | 0
V1 | U10 | T7 | 0 | 0 | [15 empty] | U10 | T7 | 0 | U10 | T7 | 0
V1 | U10 | T8 | 0 | 0 | [15 empty] | U10 | T8 | 0 | U10 | T8 | 0
V1 | U10 | T9 | 0 | 0 | [15 empty] | U10 | T9 | 0 | U10 | T9 | 0
V1 | U10 | T10 | 0 | 0 | [15 empty] | U10 | T10 | 0 | U10 | T10 | 0
V1 | U10 | T11 | 0 | 0 | [15 empty] | U10 | T11 | 0 | U10 | T11 | 0
V1 | U10 | T12 | 0 | 0 | [15 empty] | U10 | T12 | 0 | U10 | T12 | 0
V1 | U10 | T13 | 0 | 0 | [15 empty] | U10 | T13 | 0 | U10 | T13 | 0
V1 | U10 | T14 | 0 | 0 | [15 empty] | U10 | T14 | 0 | U10 | T14 | 0
V1 | U10 | T15 | 0 | 0 | [15 empty] | U10 | T15 | 0 | U10 | T15 | 0
V1 | U10 | T16 | 0 | 0 | [15 empty] | U10 | T16 | 0 | U10 | T16 | 0
V1 | U10 | T17 | 0 | 0 | [15 empty] | U10 | T17 | 0 | U10 | T17 | 0
V1 | U10 | T18 | 0 | 0 | [15 empty] | U10 | T18 | 0 | U10 | T18 | 0
V1 | U10 | T19 | 0 | 0 | [15 empty] | U10 | T19 | 0 | U10 | T19 | 0
V1 | U10 | T20 | 0 | 0 | [15 empty] | U10 | T20 | 0 | U10 | T20 | 0
V1 | U10 | T21 | 0 | 0 | [15 empty] | U10 | T21 | 0 | U10 | T21 | 0
V1 | U10 | T22 | 0 | 0 | [15 empty] | U10 | T22 | 0 | U10 | T22 | 0
V1 | U10 | T23 | 0 | 0 | [15 empty] | U10 | T23 | 0 | U10 | T23 | 0
V1 | U10 | T24 | 0 | 0 | [15 empty] | U10 | T24 | 0 | U10 | T24 | 0
V2 | U3 | T1 | 0 | 2.5
V2 | U3 | T2 | 0 | 2.5
V2 | U3 | T3 | 0 | 0
V2 | U3 | T4 | 0 | 2.5
V2 | U3 | T5 | 0 | 2.5
V2 | U3 | T6 | 0 | 2.5
V2 | U3 | T7 | 0 | 2.5
V2 | U3 | T8 | 0 | 2.5
V2 | U3 | T9 | 0 | 2.5
V2 | U3 | T10 | 0 | 2.5
V2 | U3 | T11 | 0 | 2.5
V2 | U3 | T12 | 0 | 2.18
V2 | U3 | T13 | 0 | 1.07
V2 | U3 | T14 | 0 | 2.01
V2 | U3 | T15 | 0 | 2.5
V2 | U3 | T16 | 0 | 2.5
V2 | U3 | T17 | 0 | 2.5
V2 | U3 | T18 | 0 | 2.5
V2 | U3 | T19 | 0 | 2.5
V2 | U3 | T20 | 0 | 2.5
V2 | U3 | T21 | 0 | 2.5
V2 | U3 | T22 | 0 | 2.5
V2 | U3 | T23 | 0 | 2.5
V2 | U3 | T24 | 0 | 2.5
V2 | U4 | T1 | 0 | 0
V2 | U4 | T2 | 0 | 0
V2 | U4 | T3 | 0 | 0
V2 | U4 | T4 | 0 | 0
V2 | U4 | T5 | 0 | 0
V2 | U4 | T6 | 0 | 0
V2 | U4 | T7 | 0 | 0
V2 | U4 | T8 | 0 | 1.13
V2 | U4 | T9 | 0 | 2.5
V2 | U4 | T10 | 0 | 2.5
V2 | U4 | T11 | 0 | 2.5
V2 | U4 | T12 | 0 | 2.5
V2 | U4 | T13 | 0 | 2.5
V2 | U4 | T14 | 0 | 2.5
V2 | U4 | T15 | 0 | 2.5
V2 | U4 | T16 | 0 | 2.5
V2 | U4 | T17 | 0 | 2.5
V2 | U4 | T18 | 0 | 2.5
V2 | U4 | T19 | 0 | 2.5
V2 | U4 | T20 | 0 | 0.92
V2 | U4 | T21 | 0 | 0
V2 | U4 | T22 | 0 | 0
V2 | U4 | T23 | 0 | 0
V2 | U4 | T24 | 0 | 0
V2 | U5 | T1 | 0 | 0
V2 | U5 | T2 | 0 | 0
V2 | U5 | T3 | 0 | 0
V2 | U5 | T4 | 0 | 0
V2 | U5 | T5 | 0 | 0
V2 | U5 | T6 | 0 | 0
V2 | U5 | T7 | 0 | 0
V2 | U5 | T8 | 0 | 0
V2 | U5 | T9 | 0 | 0
V2 | U5 | T10 | 0 | 0
V2 | U5 | T11 | 0 | 0
V2 | U5 | T12 | 0 | 0
V2 | U5 | T13 | 0 | 0
V2 | U5 | T14 | 0 | 0
V2 | U5 | T15 | 0 | 0
V2 | U5 | T16 | 0 | 0
V2 | U5 | T17 | 0 | 0
V2 | U5 | T18 | 0 | 0
V2 | U5 | T19 | 0 | 0
V2 | U5 | T20 | 0 | 0
V2 | U5 | T21 | 0 | 0
V2 | U5 | T22 | 0 | 0
V2 | U5 | T23 | 0 | 0
V2 | U5 | T24 | 0 | 0
V2 | U6 | T1 | 0 | 0
V2 | U6 | T2 | 0 | 3.8
V2 | U6 | T3 | 0 | 0
V2 | U6 | T4 | 0 | 3.8
V2 | U6 | T5 | 0 | 3.8
V2 | U6 | T6 | 0 | 3.8
V2 | U6 | T7 | 0 | 2.2598
V2 | U6 | T8 | 0 | 11.6
V2 | U6 | T9 | 0 | 0
V2 | U6 | T10 | 0 | 0
V2 | U6 | T11 | 0 | 0
V2 | U6 | T12 | 0 | 7.4
V2 | U6 | T13 | 0 | 5.0844
V2 | U6 | T14 | 0 | 5.8
V2 | U6 | T15 | 0 | 8.6
V2 | U6 | T16 | 0 | 0
V2 | U6 | T17 | 0 | 0
V2 | U6 | T18 | 0 | 8
V2 | U6 | T19 | 0 | 0
V2 | U6 | T20 | 0 | 7.9344
V2 | U6 | T21 | 0 | 7.2
V2 | U6 | T22 | 0 | 8.1
V2 | U6 | T23 | 0 | 9
V2 | U6 | T24 | 0 | 9
V2 | U1 | T1 | 0 | 19
V2 | U1 | T2 | 0 | 15.2
V2 | U1 | T3 | 0 | 21.5
V2 | U1 | T4 | 0 | 15.2
V2 | U1 | T5 | 0 | 15.2
V2 | U1 | T6 | 0 | 15.2
V2 | U1 | T7 | 0 | 16.7402
V2 | U1 | T8 | 0 | 6.27
V2 | U1 | T9 | 0 | 16.5
V2 | U1 | T10 | 0 | 16.5
V2 | U1 | T11 | 0 | 16.5
V2 | U1 | T12 | 0 | 9.42
V2 | U1 | T13 | 0 | 12.8456
V2 | U1 | T14 | 0 | 11.19
V2 | U1 | T15 | 0 | 7.9
V2 | U1 | T16 | 0 | 16.5
V2 | U1 | T17 | 0 | 16.5
V2 | U1 | T18 | 0 | 8.5
V2 | U1 | T19 | 0 | 16.5
V2 | U1 | T20 | 0 | 10.1456
V2 | U1 | T21 | 0 | 11.8
V2 | U1 | T22 | 0 | 10.9
V2 | U1 | T23 | 0 | 10
V2 | U1 | T24 | 0 | 10
V2 | U2 | T1 | 0 | 0
V2 | U2 | T2 | 0 | 0
V2 | U2 | T3 | 0 | 0
V2 | U2 | T4 | 0 | 0
V2 | U2 | T5 | 0 | 0
V2 | U2 | T6 | 0 | 0
V2 | U2 | T7 | 0 | 0
V2 | U2 | T8 | 0 | 0
V2 | U2 | T9 | 0 | 0
V2 | U2 | T10 | 0 | 0
V2 | U2 | T11 | 0 | 0
V2 | U2 | T12 | 0 | 0
V2 | U2 | T13 | 0 | 0
V2 | U2 | T14 | 0 | 0
V2 | U2 | T15 | 0 | 0
V2 | U2 | T16 | 0 | 0
V2 | U2 | T17 | 0 | 0
V2 | U2 | T18 | 0 | 0
V2 | U2 | T19 | 0 | 0
V2 | U2 | T20 | 0 | 0
V2 | U2 | T21 | 0 | 0
V2 | U2 | T22 | 0 | 0
V2 | U2 | T23 | 0 | 0
V2 | U2 | T24 | 0 | 0
V2 | U9 | T1 | 0 | 0
V2 | U9 | T2 | 0 | 0
V2 | U9 | T3 | 0 | 0
V2 | U9 | T4 | 0 | 0
V2 | U9 | T5 | 0 | 0
V2 | U9 | T6 | 0 | 0
V2 | U9 | T7 | 0 | 0
V2 | U9 | T8 | 0 | 0
V2 | U9 | T9 | 0 | 0
V2 | U9 | T10 | 0 | 0
V2 | U9 | T11 | 0 | 0
V2 | U9 | T12 | 0 | 0
V2 | U9 | T13 | 0 | 0
V2 | U9 | T14 | 0 | 0
V2 | U9 | T15 | 0 | 0
V2 | U9 | T16 | 0 | 0
V2 | U9 | T17 | 0 | 0
V2 | U9 | T18 | 0 | 0
V2 | U9 | T19 | 0 | 0
V2 | U9 | T20 | 0 | 0
V2 | U9 | T21 | 0 | 0
V2 | U9 | T22 | 0 | 0
V2 | U9 | T23 | 0 | 0
V2 | U9 | T24 | 0 | 0
V2 | U10 | T1 | 0 | 0
V2 | U10 | T2 | 0 | 0
V2 | U10 | T3 | 0 | 0
V2 | U10 | T4 | 0 | 0
V2 | U10 | T5 | 0 | 0
V2 | U10 | T6 | 0 | 0
V2 | U10 | T7 | 0 | 0
V2 | U10 | T8 | 0 | 0
V2 | U10 | T9 | 0 | 0
V2 | U10 | T10 | 0 | 0
V2 | U10 | T11 | 0 | 0
V2 | U10 | T12 | 0 | 0
V2 | U10 | T13 | 0 | 0
V2 | U10 | T14 | 0 | 0
V2 | U10 | T15 | 0 | 0
V2 | U10 | T16 | 0 | 0
V2 | U10 | T17 | 0 | 0
V2 | U10 | T18 | 0 | 0
V2 | U10 | T19 | 0 | 0
V2 | U10 | T20 | 0 | 0
V2 | U10 | T21 | 0 | 0
V2 | U10 | T22 | 0 | 0
V2 | U10 | T23 | 0 | 0
V2 | U10 | T24 | 0 | 0

## DAM
DAM+SRM results | Unit | Description | [5 empty] | DAM+SRM results | Unit | Description | [5 empty] | DAM results | Unit | Description
Period | - | \\ Identification of period (T) | [5 empty] | Shut Down DAM [-] | [0/1] | \\ DRES and STH shut down condition | [5 empty] | Time DAM+SRM [s] | [Second] | Computational time of optimization problem
VPP ID | - | \\ Identification of VPP unit for indexing (U) | [5 empty] | UP SR DAM [MW] | [MW] | \\ UP SR provided by units at time t for calls on condition V | [5 empty] | Regret cost [Euro] | [Euro] | \\ Cost related to regret of decision
SR status | - | \\ SR activation (no reserve, up reserve, down reserve) status (V) | [5 empty] | Down SR DAM [MW] | [MW] | \\ Down SR provided by units at time t for calls on condition V
Traded power DAM [MW] | [MW] | \\ Traded power by VPP in the DAM+SRM session | [5 empty] | Profit DAM+SRM [Euro] | [Euro] | \\ Total profit obtained in the DAM+SRM session
UP SR offer DAM [MW] | [MW] | \\ Up SR provided by VPP in the DAM+SRM session | [5 empty] | Revenue DAM+SRM [Euro] | [Euro] | \\ Total revenue obtained in the DAM+SRM session
Down SR offer DAM [MW] | [MW] | \\ Down SR provided by VPP in the DAM+SRM session | [5 empty] | Cost DAM+SRM [Euro] | [Euro] | \\ Total cost in the DAM+SRM session
Generation DAM [MW] | [MW] | \\ Power dispatch of unit u in time period t | [5 empty] | Revenue DAM [Euro] | [Euro] | \\ Revenue related to DAM power
Ess charge DAM [MW] | [MW] | ESS charging power | [5 empty] | Revenue SRM [Euro] | [Euro] | \\ Revenue related to SRM reserve
Ess discharge DAM [MW] | [MW] | ESS discharging power | [5 empty] | Cost Operation DAM [Euro] | [Euro] | \\ Operation cost in the DAM+SRM session
Ess energy DAM [MW] | [MWh] | ESS energy | [5 empty] | Robust cost DAM [Euro] | [Euro] | \\ DAM electricity price robustness cost
Commitment DAM [-] | [0/1] | \\ Commitment status of DRES and STH units | [5 empty] | Robust cost SRM [Euro] | [Euro] | \\ SRM electricity price robustness cost
Start Up DAM [-] | [0/1] | \\ DRES and STH started up condition | [5 empty] | State DAM+SRM [-] | [-] | \\ Convergence status of optimization problem (1 for optimal solution)
| Traded power DAM [MW] | UP SR offer DAM [MW] | Down SR offer DAM [MW] |  |  | Generation DAM [MW] | Ess charge DAM [MW] | Ess discharge DAM [MW] | Ess energy DAM [MW] | Commitment DAM [-] | Start Up DAM [-] | Shut Down DAM [-] |  |  |  | UP SR DAM [MW] | Down SR DAM [MW] |  | Profit DAM+SRM [Euro] | -10665.9346
T1 | 5.6571 | 19.1729 | 21.5 | U3 | T1 | 1.53 | [6 empty] | V1 | U3 | T1 | 2.5 |  |  | Revenue DAM+SRM [Euro] | 40538.4417
T2 | 24.4296 | 16.1048 | 21.5 | U3 | T2 | 22.39 | [6 empty] | V1 | U3 | T2 | 2.5 |  |  | Cost DAM+SRM [Euro] | 51204.3763
T3 | 24.4219 | 19.4681 | 21.5 | U3 | T3 | 20.59 | [6 empty] | V1 | U3 | T3 | 2.5 |  |  | Revenue DAM [Euro] | 17604.3083
T4 | 26.4176 | 15.2759 | 21.5 | U3 | T4 | 19.97 | [6 empty] | V1 | U3 | T4 | 2.5 |  |  | Revenue SRM [Euro] | 22934.1334
T5 | 23.1542 | 17.3024 | 21.5 | U3 | T5 | 21.82 | [6 empty] | V1 | U3 | T5 | 2.5 |  |  | Cost Operation DAM [Euro] | 38245.3661
T6 | 18.6994 | 15.587 | 21.5 | U3 | T6 | 21.99 | [6 empty] | V1 | U3 | T6 | 2.5 |  |  | Robust cost DAM [Euro] | 6140.4902
T7 | 7.5898 | 16.9002 | 21.5 | U3 | T7 | 1.19 | [6 empty] | V1 | U3 | T7 | 2.5 |  |  | Robust cost SRM [Euro] | 6818.52
T8 | -85.13 | 3 | 21.5 | U3 | T8 | 4.06 | [6 empty] | V1 | U3 | T8 | 0 |  |  | State DAM+SRM [-] | 1
T9 | -54.7377 | 15.6456 | 21.5 | U3 | T9 | 3.2 | [6 empty] | V1 | U3 | T9 | 0 |  |  | Time DAM+SRM [s] | 1.116
T10 | 35.79 | 15.3 | 21.5 | U3 | T10 | 2.43 | [6 empty] | V1 | U3 | T10 | 0 |  |  | Regret cost [Euro]
T11 | 16.1073 | 18.3388 | 21.5 | U3 | T11 | 0 | [6 empty] | V1 | U3 | T11 | 2.41
T12 | 20.9932 | 19.7859 | 21.5 | U3 | T12 | 0 | [6 empty] | V1 | U3 | T12 | 2.34
T13 | 49.5513 | 21.5 | 21.5 | U3 | T13 | 0 | [6 empty] | V1 | U3 | T13 | 2.35
T14 | 42.1565 | 21.5 | 21.5 | U3 | T14 | 18.41 | [6 empty] | V1 | U3 | T14 | 2.5
T15 | 18.4582 | 21.5 | 21.5 | U3 | T15 | 18.72 | [6 empty] | V1 | U3 | T15 | 2.5
T16 | 18.0872 | 21.5 | 21.5 | U3 | T16 | 19.54 | [6 empty] | V1 | U3 | T16 | 2.5
T17 | 18.0354 | 21.5 | 21.5 | U3 | T17 | 1.13 | [6 empty] | V1 | U3 | T17 | 2.5
T18 | 14.294 | 17.8 | 21.5 | U3 | T18 | 0.9 | [6 empty] | V1 | U3 | T18 | 2.5
T19 | 40.34 | 21.5 | 21.5 | U3 | T19 | 22.52 | [6 empty] | V1 | U3 | T19 | 2.5
T20 | 32.6996 | 5.4004 | 21.5 | U3 | T20 | 4.13 | [6 empty] | V1 | U3 | T20 | 0
T21 | 29.1 | 3 | 21.5 | U3 | T21 | 4.05 | [6 empty] | V1 | U3 | T21 | 0
T22 | 28.22 | 3 | 21.5 | U3 | T22 | 23.87 | [6 empty] | V1 | U3 | T22 | 0
T23 | 16.54 | 15.3 | 21.5 | U3 | T23 | 24.49 | [6 empty] | V1 | U3 | T23 | 0
T24 | 22.22 | 17.8 | 21.5 | U3 | T24 | 18.47 | [6 empty] | V1 | U3 | T24 | 2.5
|  |  |  | U4 | T1 | 0 | [6 empty] | V1 | U4 | T1 | 0
|  |  |  | U4 | T2 | 0 | [6 empty] | V1 | U4 | T2 | 0
|  |  |  | U4 | T3 | 0 | [6 empty] | V1 | U4 | T3 | 0
|  |  |  | U4 | T4 | 0 | [6 empty] | V1 | U4 | T4 | 0
|  |  |  | U4 | T5 | 0 | [6 empty] | V1 | U4 | T5 | 0
|  |  |  | U4 | T6 | 0 | [6 empty] | V1 | U4 | T6 | 0
|  |  |  | U4 | T7 | 0 | [6 empty] | V1 | U4 | T7 | 0
|  |  |  | U4 | T8 | 1.13 | [6 empty] | V1 | U4 | T8 | 0
|  |  |  | U4 | T9 | 12.2 | [6 empty] | V1 | U4 | T9 | 0
|  |  |  | U4 | T10 | 27.9 | [6 empty] | V1 | U4 | T10 | 0
|  |  |  | U4 | T11 | 23.28 | [6 empty] | V1 | U4 | T11 | 0
|  |  |  | U4 | T12 | 41.12 | [6 empty] | V1 | U4 | T12 | 0
|  |  |  | U4 | T13 | 42.6 | [6 empty] | V1 | U4 | T13 | 0
|  |  |  | U4 | T14 | 26.38 | [6 empty] | V1 | U4 | T14 | 2.5
|  |  |  | U4 | T15 | 27.54 | [6 empty] | V1 | U4 | T15 | 0
|  |  |  | U4 | T16 | 26.46 | [6 empty] | V1 | U4 | T16 | 0
|  |  |  | U4 | T17 | 21.21 | [6 empty] | V1 | U4 | T17 | 0
|  |  |  | U4 | T18 | 14.92 | [6 empty] | V1 | U4 | T18 | 0
|  |  |  | U4 | T19 | 11.32 | [6 empty] | V1 | U4 | T19 | 0
|  |  |  | U4 | T20 | 0.92 | [6 empty] | V1 | U4 | T20 | 0
|  |  |  | U4 | T21 | 0 | [6 empty] | V1 | U4 | T21 | 0
|  |  |  | U4 | T22 | 0 | [6 empty] | V1 | U4 | T22 | 0
|  |  |  | U4 | T23 | 0 | [6 empty] | V1 | U4 | T23 | 0
|  |  |  | U4 | T24 | 0 | [6 empty] | V1 | U4 | T24 | 0
|  |  |  | U5 | T1 | 0 |  |  |  | 0 | 0 | 0 | V1 | U5 | T1 | 0
|  |  |  | U5 | T2 | 0 |  |  |  | 0 | 0 | 0 | V1 | U5 | T2 | 0
|  |  |  | U5 | T3 | 0 |  |  |  | 0 | 0 | 0 | V1 | U5 | T3 | 0
|  |  |  | U5 | T4 | 0 |  |  |  | 0 | 0 | 0 | V1 | U5 | T4 | 0
|  |  |  | U5 | T5 | 0 |  |  |  | 0 | 0 | 0 | V1 | U5 | T5 | 0
|  |  |  | U5 | T6 | 0 |  |  |  | 0 | 0 | 0 | V1 | U5 | T6 | 0
|  |  |  | U5 | T7 | 0 |  |  |  | 0 | 0 | 0 | V1 | U5 | T7 | 0
|  |  |  | U5 | T8 | 0 |  |  |  | 0 | 0 | 0 | V1 | U5 | T8 | 0
|  |  |  | U5 | T9 | 20.1823 |  |  |  | 1 | 1 | 0 | V1 | U5 | T9 | 12.6456
|  |  |  | U5 | T10 | 43 |  |  |  | 1 | 0 | 0 | V1 | U5 | T10 | 12.3
|  |  |  | U5 | T11 | 43 |  |  |  | 1 | 0 | 0 | V1 | U5 | T11 | 12.3
|  |  |  | U5 | T12 | 43 |  |  |  | 1 | 0 | 0 | V1 | U5 | T12 | 12.3
|  |  |  | U5 | T13 | 40.9539 |  |  |  | 1 | 0 | 0 | V1 | U5 | T13 | 12.3
|  |  |  | U5 | T14 | 37.5665 |  |  |  | 1 | 0 | 0 | V1 | U5 | T14 | 12.3
|  |  |  | U5 | T15 | 42.5982 |  |  |  | 1 | 0 | 0 | V1 | U5 | T15 | 12.3
|  |  |  | U5 | T16 | 43 |  |  |  | 1 | 0 | 0 | V1 | U5 | T16 | 12.3
|  |  |  | U5 | T17 | 43 |  |  |  | 1 | 0 | 0 | V1 | U5 | T17 | 12.3
|  |  |  | U5 | T18 | 43 |  |  |  | 1 | 0 | 0 | V1 | U5 | T18 | 12.3
|  |  |  | U5 | T19 | 43 |  |  |  | 1 | 0 | 0 | V1 | U5 | T19 | 12.3
|  |  |  | U5 | T20 | 42.6496 |  |  |  | 1 | 0 | 0 | V1 | U5 | T20 | 2.4004
|  |  |  | U5 | T21 | 45.05 |  |  |  | 1 | 0 | 0 | V1 | U5 | T21 | 0
|  |  |  | U5 | T22 | 45.05 |  |  |  | 1 | 0 | 0 | V1 | U5 | T22 | 0
|  |  |  | U5 | T23 | 32.75 |  |  |  | 1 | 0 | 0 | V1 | U5 | T23 | 12.3
|  |  |  | U5 | T24 | 32.75 |  |  |  | 1 | 0 | 0 | V1 | U5 | T24 | 12.3
|  |  |  | U6 | T1 | 34.2 | [6 empty] | V1 | U6 | T1 | 0
|  |  |  | U6 | T2 | 34.2 | [6 empty] | V1 | U6 | T2 | 0
|  |  |  | U6 | T3 | 34.2 | [6 empty] | V1 | U6 | T3 | 0
|  |  |  | U6 | T4 | 34.2 | [6 empty] | V1 | U6 | T4 | 0
|  |  |  | U6 | T5 | 34.2 | [6 empty] | V1 | U6 | T5 | 0
|  |  |  | U6 | T6 | 34.2 | [6 empty] | V1 | U6 | T6 | 0
|  |  |  | U6 | T7 | 34.2 | [6 empty] | V1 | U6 | T7 | 0
|  |  |  | U6 | T8 | 147.32 | [6 empty] | V1 | U6 | T8 | 0
|  |  |  | U6 | T9 | 147.32 | [6 empty] | V1 | U6 | T9 | 0
|  |  |  | U6 | T10 | 89.54 | [6 empty] | V1 | U6 | T10 | 0
|  |  |  | U6 | T11 | 82.88 | [6 empty] | V1 | U6 | T11 | 0
|  |  |  | U6 | T12 | 81.4 | [6 empty] | V1 | U6 | T12 | 0
|  |  |  | U6 | T13 | 52.2 | [6 empty] | V1 | U6 | T13 | 0
|  |  |  | U6 | T14 | 52.2 | [6 empty] | V1 | U6 | T14 | 0
|  |  |  | U6 | T15 | 90.3 | [6 empty] | V1 | U6 | T15 | 0
|  |  |  | U6 | T16 | 93.74 | [6 empty] | V1 | U6 | T16 | 0
|  |  |  | U6 | T17 | 94.6 | [6 empty] | V1 | U6 | T17 | 0
|  |  |  | U6 | T18 | 88.8 | [6 empty] | V1 | U6 | T18 | 0
|  |  |  | U6 | T19 | 84.8 | [6 empty] | V1 | U6 | T19 | 0
|  |  |  | U6 | T20 | 72 | [6 empty] | V1 | U6 | T20 | 0
|  |  |  | U6 | T21 | 72 | [6 empty] | V1 | U6 | T21 | 0
|  |  |  | U6 | T22 | 92.7 | [6 empty] | V1 | U6 | T22 | 0
|  |  |  | U6 | T23 | 92.7 | [6 empty] | V1 | U6 | T23 | 0
|  |  |  | U6 | T24 | 81 | [6 empty] | V1 | U6 | T24 | 0
|  |  |  | U1 | T1 | 36.3271 |  |  |  | 1 | 1 | 0 | V1 | U1 | T1 | 13.6729
|  |  |  | U1 | T2 | 34.2396 |  |  |  | 1 | 0 | 0 | V1 | U1 | T2 | 10.6048
|  |  |  | U1 | T3 | 36.0319 |  |  |  | 1 | 0 | 0 | V1 | U1 | T3 | 13.9681
|  |  |  | U1 | T4 | 38.6476 |  |  |  | 1 | 0 | 0 | V1 | U1 | T4 | 9.7759
|  |  |  | U1 | T5 | 33.5342 |  |  |  | 1 | 0 | 0 | V1 | U1 | T5 | 11.8024
|  |  |  | U1 | T6 | 28.9094 |  |  |  | 1 | 0 | 0 | V1 | U1 | T6 | 10.087
|  |  |  | U1 | T7 | 38.5998 |  |  |  | 1 | 0 | 0 | V1 | U1 | T7 | 11.4002
|  |  |  | U1 | T8 | 50 |  |  |  | 1 | 0 | 0 | V1 | U1 | T8 | 0
|  |  |  | U1 | T9 | 50 |  |  |  | 1 | 0 | 0 | V1 | U1 | T9 | 0
|  |  |  | U1 | T10 | 50 |  |  |  | 1 | 0 | 0 | V1 | U1 | T10 | 0
|  |  |  | U1 | T11 | 30.7073 |  |  |  | 1 | 0 | 0 | V1 | U1 | T11 | 0.62878
|  |  |  | U1 | T12 | 16.2732 |  |  |  | 1 | 0 | 0 | V1 | U1 | T12 | 2.1459
|  |  |  | U1 | T13 | 16.1974 |  |  |  | 1 | 0 | 0 | V1 | U1 | T13 | 3.85
|  |  |  | U1 | T14 | 10 |  |  |  | 1 | 0 | 0 | V1 | U1 | T14 | 1.2
|  |  |  | U1 | T15 | 17.9 |  |  |  | 1 | 0 | 0 | V1 | U1 | T15 | 3.7
|  |  |  | U1 | T16 | 20.8272 |  |  |  | 1 | 0 | 0 | V1 | U1 | T16 | 3.7
|  |  |  | U1 | T17 | 45.2954 |  |  |  | 1 | 0 | 0 | V1 | U1 | T17 | 3.7
|  |  |  | U1 | T18 | 42.274 |  |  |  | 1 | 0 | 0 | V1 | U1 | T18 | 0
|  |  |  | U1 | T19 | 46.3 |  |  |  | 1 | 0 | 0 | V1 | U1 | T19 | 3.7
|  |  |  | U1 | T20 | 50 |  |  |  | 1 | 0 | 0 | V1 | U1 | T20 | 0
|  |  |  | U1 | T21 | 50 |  |  |  | 1 | 0 | 0 | V1 | U1 | T21 | 0
|  |  |  | U1 | T22 | 50 |  |  |  | 1 | 0 | 0 | V1 | U1 | T22 | 0
|  |  |  | U1 | T23 | 50 |  |  |  | 1 | 0 | 0 | V1 | U1 | T23 | 0
|  |  |  | U1 | T24 | 50 |  |  |  | 1 | 0 | 0 | V1 | U1 | T24 | 0
|  |  |  | U2 | T1 | 2 |  |  |  | 1 | 1 | 0 | V1 | U2 | T1 | 3
|  |  |  | U2 | T2 | 2 |  |  |  | 1 | 0 | 0 | V1 | U2 | T2 | 3
|  |  |  | U2 | T3 | 2 |  |  |  | 1 | 0 | 0 | V1 | U2 | T3 | 3
|  |  |  | U2 | T4 | 2 |  |  |  | 1 | 0 | 0 | V1 | U2 | T4 | 3
|  |  |  | U2 | T5 | 2 |  |  |  | 1 | 0 | 0 | V1 | U2 | T5 | 3
|  |  |  | U2 | T6 | 2 |  |  |  | 1 | 0 | 0 | V1 | U2 | T6 | 3
|  |  |  | U2 | T7 | 2 |  |  |  | 1 | 0 | 0 | V1 | U2 | T7 | 3
|  |  |  | U2 | T8 | 7 |  |  |  | 1 | 0 | 0 | V1 | U2 | T8 | 3
|  |  |  | U2 | T9 | 7 |  |  |  | 1 | 0 | 0 | V1 | U2 | T9 | 3
|  |  |  | U2 | T10 | 2 |  |  |  | 1 | 0 | 0 | V1 | U2 | T10 | 3
|  |  |  | U2 | T11 | 2 |  |  |  | 1 | 0 | 0 | V1 | U2 | T11 | 3
|  |  |  | U2 | T12 | 2 |  |  |  | 1 | 0 | 0 | V1 | U2 | T12 | 3
|  |  |  | U2 | T13 | 2 |  |  |  | 1 | 0 | 0 | V1 | U2 | T13 | 3
|  |  |  | U2 | T14 | 2 |  |  |  | 1 | 0 | 0 | V1 | U2 | T14 | 3
|  |  |  | U2 | T15 | 2 |  |  |  | 1 | 0 | 0 | V1 | U2 | T15 | 3
|  |  |  | U2 | T16 | 2 |  |  |  | 1 | 0 | 0 | V1 | U2 | T16 | 3
|  |  |  | U2 | T17 | 2 |  |  |  | 1 | 0 | 0 | V1 | U2 | T17 | 3
|  |  |  | U2 | T18 | 2 |  |  |  | 1 | 0 | 0 | V1 | U2 | T18 | 3
|  |  |  | U2 | T19 | 2 |  |  |  | 1 | 0 | 0 | V1 | U2 | T19 | 3
|  |  |  | U2 | T20 | 7 |  |  |  | 1 | 0 | 0 | V1 | U2 | T20 | 3
|  |  |  | U2 | T21 | 2 |  |  |  | 1 | 0 | 0 | V1 | U2 | T21 | 3
|  |  |  | U2 | T22 | 2 |  |  |  | 1 | 0 | 0 | V1 | U2 | T22 | 3
|  |  |  | U2 | T23 | 2 |  |  |  | 1 | 0 | 0 | V1 | U2 | T23 | 3
|  |  |  | U2 | T24 | 2 |  |  |  | 1 | 0 | 0 | V1 | U2 | T24 | 3
|  |  |  | U9 | T1 | 0 | 0 | 0 | 407.8182 |  |  |  | V1 | U9 | T1 | 0
|  |  |  | U9 | T2 | 0 | 0 | 0 | 407.8182 |  |  |  | V1 | U9 | T2 | 0
|  |  |  | U9 | T3 | 0 | 0 | 0 | 407.8182 |  |  |  | V1 | U9 | T3 | 0
|  |  |  | U9 | T4 | 0 | 0 | 0 | 407.8182 |  |  |  | V1 | U9 | T4 | 0
|  |  |  | U9 | T5 | 0 | 0 | 0 | 407.8182 |  |  |  | V1 | U9 | T5 | 0
|  |  |  | U9 | T6 | 0 | 0 | 0 | 407.8182 |  |  |  | V1 | U9 | T6 | 0
|  |  |  | U9 | T7 | 0 | 0 | 0 | 407.8182 |  |  |  | V1 | U9 | T7 | 0
|  |  |  | U9 | T8 | 0 | 0 | 0 | 407.8182 |  |  |  | V1 | U9 | T8 | 0
|  |  |  | U9 | T9 | 0 | 0 | 85 | 318.3445 |  |  |  | V1 | U9 | T9 | 0
|  |  |  | U9 | T10 | 0 | 47.71 | 0 | 363.669 |  |  |  | V1 | U9 | T10 | 0
|  |  |  | U9 | T11 | 0 | 75.13 | 0 | 435.0425 |  |  |  | V1 | U9 | T11 | 0
|  |  |  | U9 | T12 | 0 | 74.85 | 0 | 506.15 |  |  |  | V1 | U9 | T12 | 0
|  |  |  | U9 | T13 | 0 | 122.9205 | 0 | 622.9244 |  |  |  | V1 | U9 | T13 | 0
|  |  |  | U9 | T14 | 0 | 113.9024 | 0 | 731.1317 |  |  |  | V1 | U9 | T14 | 0
|  |  |  | U9 | T15 | 0 | 108.3599 | 0 | 834.0736 |  |  |  | V1 | U9 | T15 | 0
|  |  |  | U9 | T16 | 0 | 56.56 | 0 | 887.8056 |  |  |  | V1 | U9 | T16 | 0
|  |  |  | U9 | T17 | 0 | 52.11 | 0 | 937.3101 |  |  |  | V1 | U9 | T17 | 0
|  |  |  | U9 | T18 | 0 | 40.84 | 0 | 976.1081 |  |  |  | V1 | U9 | T18 | 0
|  |  |  | U9 | T19 | 0 | 0 | 30.73 | 943.7608 |  |  |  | V1 | U9 | T19 | 0
|  |  |  | U9 | T20 | 0 | 0 | 109.1455 | 828.8708 |  |  |  | V1 | U9 | T20 | 0
|  |  |  | U9 | T21 | 0 | 0 | 115 | 707.8182 |  |  |  | V1 | U9 | T21 | 0
|  |  |  | U9 | T22 | 0 | 0 | 115 | 586.7655 |  |  |  | V1 | U9 | T22 | 0
|  |  |  | U9 | T23 | 0 | 0 | 85 | 497.2919 |  |  |  | V1 | U9 | T23 | 0
|  |  |  | U9 | T24 | 0 | 0 | 85 | 407.8182 |  |  |  | V1 | U9 | T24 | 0
|  |  |  | U10 | T1 | 0 | [6 empty] | V1 | U10 | T1 | 0
|  |  |  | U10 | T2 | 0 | [6 empty] | V1 | U10 | T2 | 0
|  |  |  | U10 | T3 | 0 | [6 empty] | V1 | U10 | T3 | 0
|  |  |  | U10 | T4 | 0 | [6 empty] | V1 | U10 | T4 | 0
|  |  |  | U10 | T5 | 0 | [6 empty] | V1 | U10 | T5 | 0
|  |  |  | U10 | T6 | 0 | [6 empty] | V1 | U10 | T6 | 0
|  |  |  | U10 | T7 | 0 | [6 empty] | V1 | U10 | T7 | 0
|  |  |  | U10 | T8 | 0 | [6 empty] | V1 | U10 | T8 | 0
|  |  |  | U10 | T9 | 0 | [6 empty] | V1 | U10 | T9 | 0
|  |  |  | U10 | T10 | 0 | [6 empty] | V1 | U10 | T10 | 0
|  |  |  | U10 | T11 | 0 | [6 empty] | V1 | U10 | T11 | 0
|  |  |  | U10 | T12 | 0 | [6 empty] | V1 | U10 | T12 | 0
|  |  |  | U10 | T13 | 0 | [6 empty] | V1 | U10 | T13 | 0
|  |  |  | U10 | T14 | 0 | [6 empty] | V1 | U10 | T14 | 0
|  |  |  | U10 | T15 | 0 | [6 empty] | V1 | U10 | T15 | 0
|  |  |  | U10 | T16 | 0 | [6 empty] | V1 | U10 | T16 | 0
|  |  |  | U10 | T17 | 0 | [6 empty] | V1 | U10 | T17 | 0
|  |  |  | U10 | T18 | 0 | [6 empty] | V1 | U10 | T18 | 0
|  |  |  | U10 | T19 | 0 | [6 empty] | V1 | U10 | T19 | 0
|  |  |  | U10 | T20 | 0 | [6 empty] | V1 | U10 | T20 | 0
|  |  |  | U10 | T21 | 0 | [6 empty] | V1 | U10 | T21 | 0
|  |  |  | U10 | T22 | 0 | [6 empty] | V1 | U10 | T22 | 0
|  |  |  | U10 | T23 | 0 | [6 empty] | V1 | U10 | T23 | 0
|  |  |  | U10 | T24 | 0 | [6 empty] | V1 | U10 | T24 | 0
[13 empty] | V2 | U3 | T1 |  | 0
[13 empty] | V2 | U3 | T2 |  | 0
[13 empty] | V2 | U3 | T3 |  | 0
[13 empty] | V2 | U3 | T4 |  | 0
[13 empty] | V2 | U3 | T5 |  | 0
[13 empty] | V2 | U3 | T6 |  | 2.5
[13 empty] | V2 | U3 | T7 |  | 0
[13 empty] | V2 | U3 | T8 |  | 0
[13 empty] | V2 | U3 | T9 |  | 0
[13 empty] | V2 | U3 | T10 |  | 0
[13 empty] | V2 | U3 | T11 |  | 0
[13 empty] | V2 | U3 | T12 |  | 0
[13 empty] | V2 | U3 | T13 |  | 0
[13 empty] | V2 | U3 | T14 |  | 2.5
[13 empty] | V2 | U3 | T15 |  | 2.5
[13 empty] | V2 | U3 | T16 |  | 2.5
[13 empty] | V2 | U3 | T17 |  | 0
[13 empty] | V2 | U3 | T18 |  | 0
[13 empty] | V2 | U3 | T19 |  | 0
[13 empty] | V2 | U3 | T20 |  | 0
[13 empty] | V2 | U3 | T21 |  | 0
[13 empty] | V2 | U3 | T22 |  | 0
[13 empty] | V2 | U3 | T23 |  | 0
[13 empty] | V2 | U3 | T24 |  | 0
[13 empty] | V2 | U4 | T1 |  | 0
[13 empty] | V2 | U4 | T2 |  | 0
[13 empty] | V2 | U4 | T3 |  | 0
[13 empty] | V2 | U4 | T4 |  | 0
[13 empty] | V2 | U4 | T5 |  | 0
[13 empty] | V2 | U4 | T6 |  | 0
[13 empty] | V2 | U4 | T7 |  | 0
[13 empty] | V2 | U4 | T8 |  | 0
[13 empty] | V2 | U4 | T9 |  | 0
[13 empty] | V2 | U4 | T10 |  | 0
[13 empty] | V2 | U4 | T11 |  | 2.5
[13 empty] | V2 | U4 | T12 |  | 2.5
[13 empty] | V2 | U4 | T13 |  | 2.5
[13 empty] | V2 | U4 | T14 |  | 2.5
[13 empty] | V2 | U4 | T15 |  | 2.5
[13 empty] | V2 | U4 | T16 |  | 2.5
[13 empty] | V2 | U4 | T17 |  | 0
[13 empty] | V2 | U4 | T18 |  | 0
[13 empty] | V2 | U4 | T19 |  | 2.5
[13 empty] | V2 | U4 | T20 |  | 0
[13 empty] | V2 | U4 | T21 |  | 0
[13 empty] | V2 | U4 | T22 |  | 0
[13 empty] | V2 | U4 | T23 |  | 0
[13 empty] | V2 | U4 | T24 |  | 0
[13 empty] | V2 | U5 | T1 |  | 0
[13 empty] | V2 | U5 | T2 |  | 0
[13 empty] | V2 | U5 | T3 |  | 0
[13 empty] | V2 | U5 | T4 |  | 0
[13 empty] | V2 | U5 | T5 |  | 0
[13 empty] | V2 | U5 | T6 |  | 0
[13 empty] | V2 | U5 | T7 |  | 0
[13 empty] | V2 | U5 | T8 |  | 0
[13 empty] | V2 | U5 | T9 |  | 0
[13 empty] | V2 | U5 | T10 |  | 0
[13 empty] | V2 | U5 | T11 |  | 0
[13 empty] | V2 | U5 | T12 |  | 5.3268
[13 empty] | V2 | U5 | T13 |  | 7.0026
[13 empty] | V2 | U5 | T14 |  | 10.7
[13 empty] | V2 | U5 | T15 |  | 0
[13 empty] | V2 | U5 | T16 |  | 0
[13 empty] | V2 | U5 | T17 |  | 0
[13 empty] | V2 | U5 | T18 |  | 0
[13 empty] | V2 | U5 | T19 |  | 0
[13 empty] | V2 | U5 | T20 |  | 0
[13 empty] | V2 | U5 | T21 |  | 0
[13 empty] | V2 | U5 | T22 |  | 0
[13 empty] | V2 | U5 | T23 |  | 0
[13 empty] | V2 | U5 | T24 |  | 0
[13 empty] | V2 | U6 | T1 |  | 0
[13 empty] | V2 | U6 | T2 |  | 0
[13 empty] | V2 | U6 | T3 |  | 0
[13 empty] | V2 | U6 | T4 |  | 0
[13 empty] | V2 | U6 | T5 |  | 0
[13 empty] | V2 | U6 | T6 |  | 3.8
[13 empty] | V2 | U6 | T7 |  | 0
[13 empty] | V2 | U6 | T8 |  | 0
[13 empty] | V2 | U6 | T9 |  | 0
[13 empty] | V2 | U6 | T10 |  | 0
[13 empty] | V2 | U6 | T11 |  | 0
[13 empty] | V2 | U6 | T12 |  | 7.4
[13 empty] | V2 | U6 | T13 |  | 5.8
[13 empty] | V2 | U6 | T14 |  | 5.8
[13 empty] | V2 | U6 | T15 |  | 8.6
[13 empty] | V2 | U6 | T16 |  | 8.6
[13 empty] | V2 | U6 | T17 |  | 0
[13 empty] | V2 | U6 | T18 |  | 0
[13 empty] | V2 | U6 | T19 |  | 0
[13 empty] | V2 | U6 | T20 |  | 0
[13 empty] | V2 | U6 | T21 |  | 0
[13 empty] | V2 | U6 | T22 |  | 0
[13 empty] | V2 | U6 | T23 |  | 0
[13 empty] | V2 | U6 | T24 |  | 0
[13 empty] | V2 | U1 | T1 |  | 21.5
[13 empty] | V2 | U1 | T2 |  | 21.5
[13 empty] | V2 | U1 | T3 |  | 21.5
[13 empty] | V2 | U1 | T4 |  | 21.5
[13 empty] | V2 | U1 | T5 |  | 21.5
[13 empty] | V2 | U1 | T6 |  | 15.2
[13 empty] | V2 | U1 | T7 |  | 21.5
[13 empty] | V2 | U1 | T8 |  | 21.5
[13 empty] | V2 | U1 | T9 |  | 21.5
[13 empty] | V2 | U1 | T10 |  | 21.5
[13 empty] | V2 | U1 | T11 |  | 19
[13 empty] | V2 | U1 | T12 |  | 6.2732
[13 empty] | V2 | U1 | T13 |  | 6.1974
[13 empty] | V2 | U1 | T14 |  | 0
[13 empty] | V2 | U1 | T15 |  | 7.9
[13 empty] | V2 | U1 | T16 |  | 7.9
[13 empty] | V2 | U1 | T17 |  | 21.5
[13 empty] | V2 | U1 | T18 |  | 21.5
[13 empty] | V2 | U1 | T19 |  | 19
[13 empty] | V2 | U1 | T20 |  | 21.5
[13 empty] | V2 | U1 | T21 |  | 21.5
[13 empty] | V2 | U1 | T22 |  | 21.5
[13 empty] | V2 | U1 | T23 |  | 21.5
[13 empty] | V2 | U1 | T24 |  | 21.5
[13 empty] | V2 | U2 | T1 |  | 0
[13 empty] | V2 | U2 | T2 |  | 0
[13 empty] | V2 | U2 | T3 |  | 0
[13 empty] | V2 | U2 | T4 |  | 0
[13 empty] | V2 | U2 | T5 |  | 0
[13 empty] | V2 | U2 | T6 |  | 0
[13 empty] | V2 | U2 | T7 |  | 0
[13 empty] | V2 | U2 | T8 |  | 0
[13 empty] | V2 | U2 | T9 |  | 0
[13 empty] | V2 | U2 | T10 |  | 0
[13 empty] | V2 | U2 | T11 |  | 0
[13 empty] | V2 | U2 | T12 |  | 0
[13 empty] | V2 | U2 | T13 |  | 0
[13 empty] | V2 | U2 | T14 |  | 0
[13 empty] | V2 | U2 | T15 |  | 0
[13 empty] | V2 | U2 | T16 |  | 0
[13 empty] | V2 | U2 | T17 |  | 0
[13 empty] | V2 | U2 | T18 |  | 0
[13 empty] | V2 | U2 | T19 |  | 0
[13 empty] | V2 | U2 | T20 |  | 0
[13 empty] | V2 | U2 | T21 |  | 0
[13 empty] | V2 | U2 | T22 |  | 0
[13 empty] | V2 | U2 | T23 |  | 0
[13 empty] | V2 | U2 | T24 |  | 0
[13 empty] | V2 | U9 | T1 |  | 0
[13 empty] | V2 | U9 | T2 |  | 0
[13 empty] | V2 | U9 | T3 |  | 0
[13 empty] | V2 | U9 | T4 |  | 0
[13 empty] | V2 | U9 | T5 |  | 0
[13 empty] | V2 | U9 | T6 |  | 0
[13 empty] | V2 | U9 | T7 |  | 0
[13 empty] | V2 | U9 | T8 |  | 0
[13 empty] | V2 | U9 | T9 |  | 0
[13 empty] | V2 | U9 | T10 |  | 0
[13 empty] | V2 | U9 | T11 |  | 0
[13 empty] | V2 | U9 | T12 |  | 0
[13 empty] | V2 | U9 | T13 |  | 0
[13 empty] | V2 | U9 | T14 |  | 0
[13 empty] | V2 | U9 | T15 |  | 0
[13 empty] | V2 | U9 | T16 |  | 0
[13 empty] | V2 | U9 | T17 |  | 0
[13 empty] | V2 | U9 | T18 |  | 0
[13 empty] | V2 | U9 | T19 |  | 0
[13 empty] | V2 | U9 | T20 |  | 0
[13 empty] | V2 | U9 | T21 |  | 0
[13 empty] | V2 | U9 | T22 |  | 0
[13 empty] | V2 | U9 | T23 |  | 0
[13 empty] | V2 | U9 | T24 |  | 0
[13 empty] | V2 | U10 | T1 |  | 0
[13 empty] | V2 | U10 | T2 |  | 0
[13 empty] | V2 | U10 | T3 |  | 0
[13 empty] | V2 | U10 | T4 |  | 0
[13 empty] | V2 | U10 | T5 |  | 0
[13 empty] | V2 | U10 | T6 |  | 0
[13 empty] | V2 | U10 | T7 |  | 0
[13 empty] | V2 | U10 | T8 |  | 0
[13 empty] | V2 | U10 | T9 |  | 0
[13 empty] | V2 | U10 | T10 |  | 0
[13 empty] | V2 | U10 | T11 |  | 0
[13 empty] | V2 | U10 | T12 |  | 0
[13 empty] | V2 | U10 | T13 |  | 0
[13 empty] | V2 | U10 | T14 |  | 0
[13 empty] | V2 | U10 | T15 |  | 0
[13 empty] | V2 | U10 | T16 |  | 0
[13 empty] | V2 | U10 | T17 |  | 0
[13 empty] | V2 | U10 | T18 |  | 0
[13 empty] | V2 | U10 | T19 |  | 0
[13 empty] | V2 | U10 | T20 |  | 0
[13 empty] | V2 | U10 | T21 |  | 0
[13 empty] | V2 | U10 | T22 |  | 0
[13 empty] | V2 | U10 | T23 |  | 0
[13 empty] | V2 | U10 | T24 |  | 0

## SRM
SRM+IDM1 results | Unit | Description | [5 empty] | SRM+IDM1 results | Unit | Description | [5 empty] | DAM results | Unit | Description
Period | - | \\ Identification of period (T) | [5 empty] | Shut Down SRM [-] | [0/1] | \\ DRES and STH unit u shut down condition in SRM+IDM1 | [5 empty] | Time SRM+IDM1 [s] | [second] | Computational time of optimization problem
VPP ID | - | \\ Identification of VPP unit for indexing (U) | [5 empty] | UP SR SRM [MW] | [MW] | \\ UP SR provided by units at time t for calls on condition v
SR status | - | \\ SR activation (no reserve, up reserve, down reserve) status (V) | [5 empty] | Down SR SRM [MW] | [MW] | \\ Down SR provided by units at time t for calls on condition v
Traded Power SRM [MW] | [MW] | \\ Changes in traded power of VPP in the SRM+IDM1 compared to DAM+SRM session | [5 empty] | Profit SRM+IDM1 [Euro] | [Euro] | \\ Total profit obtained in the SRM+IDM1
UP SR offer SRM [MW] | [MW] | \\ Up SR provided by VPP in the SRM+IDM1 | [5 empty] | Revenue SRM+IDM1 [Euro] | [Euro] | \\ Total revenue obtained in the SRM+IDM1
Down SR offer SRM [MW] | [MW] | \\ Down SR provided by VPP in the SRM+IDM1 | [5 empty] | Cost SRM+IDM1 [Euro] | [Euro] | \\ Total cost in the SRM+IDM1
Generation SRM [MW] | [MW] | \\ Power dispatch of unit u in time period t in SRM+IDM1 | [5 empty] | Revenues SRM [Euro] | [Euro] | \\ Revenue related to SRM reserve
Ess charge SRM [MW] | [MW] | \\ ESS charging power in SRM+IDM1 | [5 empty] | Revenues IDM1 [Euro] | [Euro] | \\ Revenue related to IDM1 power
Ess discharge SRM [MW] | [MW] | \\ ESS discharging power in SRM+IDM1 | [5 empty] | Operation Costs SRM [Euro] | [Euro] | \\ Changes in operation cost in SRM+IDM1 session compared to DAM+SRM
Ess energy SRM [MW] | [MWh] | \\ ESS energy in SRM+IDM1 | [5 empty] | Robust Costs SRM [Euro] | [Euro] | \\ Changes in SRM price robustness cost in SRM+IDM1 session compared to DAM+SRM
Commitment SRM [-] | [0/1] | \\ Commitment status of DRES and STH units in SRM+IDM1 | [5 empty] | Robust Costs IDM1 [Euro] | [Euro] | \\ IDM1 price robustness cost in SRM+IDM1 session
Start Up SRM [-] | [0/1] | \\ DRES and STH started up condition in SRM+IDM1 | [5 empty] | State SRM+IDM1 [-] | [Euro] | \\ Convergence status of optimization problem (1 for optimal solution)
| Traded Power SRM [MW] | UP SR offer SRM [MW] | Down SR offer SRM [MW] |  |  | Generation SRM [MW] | Ess charge SRM [MW] | Ess discharge SRM [MW] | Ess energy SRM [MW] | Commitment SRM [-] | Start Up SRM [-] | Shut Down SRM [-] |  |  |  | UP SR SRM [MW] | Down SR SRM [MW] |  | Profit SRM+IDM1 [Euro] | 22772.1559
T1 | -1.1571 | 21.5 | 21.5 | U3 | T1 | 2.7 | [6 empty] | V1 | U3 | T1 | 2.5 |  |  | Revenue SRM+IDM1 [Euro] | 32857.3124
T2 | -16.3291 | 18.0595 | 21.5 | U3 | T2 | 2.86 | [6 empty] | V1 | U3 | T2 | 2.5 |  |  | Cost SRM+IDM1 [Euro] | 10085.1565
T3 | -2.0319 | 21.5 | 21.5 | U3 | T3 | 20.59 | [6 empty] | V1 | U3 | T3 | 2.5 |  |  | Revenues SRM [Euro] | 25145.2087
T4 | -0.27757 | 17.13 | 21.5 | U3 | T4 | 19.97 | [6 empty] | V1 | U3 | T4 | 2.5 |  |  | Revenues IDM1 [Euro] | 7712.1036
T5 | 2.5633 | 19.4024 | 21.5 | U3 | T5 | 21.82 | [6 empty] | V1 | U3 | T5 | 2.5 |  |  | Operation Costs SRM [Euro] | 714.1295
T6 | -9.9482 | 17.4788 | 21.5 | U3 | T6 | 2.93 | [6 empty] | V1 | U3 | T6 | 2.5 |  |  | Robust Costs SRM [Euro] | 7216.26
T7 | -1.2112 | 18.9515 | 21.5 | U3 | T7 | 2.03 | [6 empty] | V1 | U3 | T7 | 2.5 |  |  | Robust Costs IDM1 [Euro] | 2154.767
T8 | 22.429 | 19.791 | 21.5 | U3 | T8 | 2.86 | [6 empty] | V1 | U3 | T8 | 2.5 |  |  | State SRM+IDM1 [-] | 1
T9 | 4.1038 | 21.5 | 21.5 | U3 | T9 | 3.86 | [6 empty] | V1 | U3 | T9 | 0 |  |  | Time SRM+IDM1 [s] | 0.69
T10 | 17.22 | 21.5 | 21.5 | U3 | T10 | 2.91 | [6 empty] | V1 | U3 | T10 | 0
T11 | 6.224 | 21.5 | 21.5 | U3 | T11 | 2.44 | [6 empty] | V1 | U3 | T11 | 0
T12 | 33.1968 | 21.5 | 21.5 | U3 | T12 | 2.4 | [6 empty] | V1 | U3 | T12 | 0
T13 | 20.4987 | 21.5 | 21.5 | U3 | T13 | 2.01 | [6 empty] | V1 | U3 | T13 | 0.4
T14 | 13.11 | 21.5 | 21.5 | U3 | T14 | 20.51 | [6 empty] | V1 | U3 | T14 | 0.4
T15 | 6.0309 | 21.5 | 21.5 | U3 | T15 | 21.22 | [6 empty] | V1 | U3 | T15 | 0
T16 | 6.5891 | 21.5 | 21.5 | U3 | T16 | 22.04 | [6 empty] | V1 | U3 | T16 | 0
T17 | 6.0671 | 21.5 | 21.5 | U3 | T17 | 4.37 | [6 empty] | V1 | U3 | T17 | 0
T18 | 5.0138 | 21.5 | 21.5 | U3 | T18 | 23.44 | [6 empty] | V1 | U3 | T18 | 0
T19 | 12.8 | 21.5 | 21.5 | U3 | T19 | 25.02 | [6 empty] | V1 | U3 | T19 | 0
T20 | -4.4434 | 12.3438 | 21.5 | U3 | T20 | 6.63 | [6 empty] | V1 | U3 | T20 | 0
T21 | 19.2526 | 4.0874 | 21.5 | U3 | T21 | 24.39 | [6 empty] | V1 | U3 | T21 | 0
T22 | 11.7 | 3 | 21.5 | U3 | T22 | 23.87 | [6 empty] | V1 | U3 | T22 | 0
T23 | 5.5 | 21.5 | 21.5 | U3 | T23 | 24.49 | [6 empty] | V1 | U3 | T23 | 0
T24 | -3.7 | 21.5 | 21.5 | U3 | T24 | 20.97 | [6 empty] | V1 | U3 | T24 | 0
|  |  |  | U4 | T1 | 0 | [6 empty] | V1 | U4 | T1 | 0
|  |  |  | U4 | T2 | 0 | [6 empty] | V1 | U4 | T2 | 0
|  |  |  | U4 | T3 | 0 | [6 empty] | V1 | U4 | T3 | 0
|  |  |  | U4 | T4 | 0 | [6 empty] | V1 | U4 | T4 | 0
|  |  |  | U4 | T5 | 0 | [6 empty] | V1 | U4 | T5 | 0
|  |  |  | U4 | T6 | 0 | [6 empty] | V1 | U4 | T6 | 0
|  |  |  | U4 | T7 | 0 | [6 empty] | V1 | U4 | T7 | 0
|  |  |  | U4 | T8 | 1.13 | [6 empty] | V1 | U4 | T8 | 0
|  |  |  | U4 | T9 | 12.2 | [6 empty] | V1 | U4 | T9 | 0
|  |  |  | U4 | T10 | 27.9 | [6 empty] | V1 | U4 | T10 | 0
|  |  |  | U4 | T11 | 25.77 | [6 empty] | V1 | U4 | T11 | 0
|  |  |  | U4 | T12 | 29.59 | [6 empty] | V1 | U4 | T12 | 0
|  |  |  | U4 | T13 | 31.04 | [6 empty] | V1 | U4 | T13 | 0
|  |  |  | U4 | T14 | 43.19 | [6 empty] | V1 | U4 | T14 | 0
|  |  |  | U4 | T15 | 31.32 | [6 empty] | V1 | U4 | T15 | 0
|  |  |  | U4 | T16 | 28.48 | [6 empty] | V1 | U4 | T16 | 0
|  |  |  | U4 | T17 | 24.85 | [6 empty] | V1 | U4 | T17 | 0
|  |  |  | U4 | T18 | 27.94 | [6 empty] | V1 | U4 | T18 | 0
|  |  |  | U4 | T19 | 11.32 | [6 empty] | V1 | U4 | T19 | 0
|  |  |  | U4 | T20 | 0.92 | [6 empty] | V1 | U4 | T20 | 0
|  |  |  | U4 | T21 | 0 | [6 empty] | V1 | U4 | T21 | 0
|  |  |  | U4 | T22 | 0 | [6 empty] | V1 | U4 | T22 | 0
|  |  |  | U4 | T23 | 0 | [6 empty] | V1 | U4 | T23 | 0
|  |  |  | U4 | T24 | 0 | [6 empty] | V1 | U4 | T24 | 0
|  |  |  | U5 | T1 | 0 |  |  |  | 0 | 0 | 0 | V1 | U5 | T1 | 0
|  |  |  | U5 | T2 | 0 |  |  |  | 0 | 0 | 0 | V1 | U5 | T2 | 0
|  |  |  | U5 | T3 | 0 |  |  |  | 0 | 0 | 0 | V1 | U5 | T3 | 0
|  |  |  | U5 | T4 | 0 |  |  |  | 0 | 0 | 0 | V1 | U5 | T4 | 0
|  |  |  | U5 | T5 | 0 |  |  |  | 0 | 0 | 0 | V1 | U5 | T5 | 0
|  |  |  | U5 | T6 | 0 |  |  |  | 0 | 0 | 0 | V1 | U5 | T6 | 0
|  |  |  | U5 | T7 | 0 |  |  |  | 0 | 0 | 0 | V1 | U5 | T7 | 0
|  |  |  | U5 | T8 | 0 |  |  |  | 0 | 0 | 0 | V1 | U5 | T8 | 0
|  |  |  | U5 | T9 | 25.9279 |  |  |  | 1 | 1 | 0 | V1 | U5 | T9 | 6.9
|  |  |  | U5 | T10 | 44.2 |  |  |  | 1 | 0 | 0 | V1 | U5 | T10 | 11.1
|  |  |  | U5 | T11 | 44.2 |  |  |  | 1 | 0 | 0 | V1 | U5 | T11 | 11.1
|  |  |  | U5 | T12 | 44.2 |  |  |  | 1 | 0 | 0 | V1 | U5 | T12 | 11.1
|  |  |  | U5 | T13 | 43 |  |  |  | 1 | 0 | 0 | V1 | U5 | T13 | 12.3
|  |  |  | U5 | T14 | 39.1665 |  |  |  | 1 | 0 | 0 | V1 | U5 | T14 | 12.3
|  |  |  | U5 | T15 | 45.4 |  |  |  | 1 | 0 | 0 | V1 | U5 | T15 | 9.9
|  |  |  | U5 | T16 | 45.4 |  |  |  | 1 | 0 | 0 | V1 | U5 | T16 | 9.9
|  |  |  | U5 | T17 | 45.4 |  |  |  | 1 | 0 | 0 | V1 | U5 | T17 | 9.9
|  |  |  | U5 | T18 | 39.7278 |  |  |  | 1 | 0 | 0 | V1 | U5 | T18 | 10.5
|  |  |  | U5 | T19 | 43 |  |  |  | 1 | 0 | 0 | V1 | U5 | T19 | 12.3
|  |  |  | U5 | T20 | 35.7062 |  |  |  | 1 | 0 | 0 | V1 | U5 | T20 | 9.3438
|  |  |  | U5 | T21 | 45.05 |  |  |  | 1 | 0 | 0 | V1 | U5 | T21 | 0
|  |  |  | U5 | T22 | 45.05 |  |  |  | 1 | 0 | 0 | V1 | U5 | T22 | 0
|  |  |  | U5 | T23 | 32.75 |  |  |  | 1 | 0 | 0 | V1 | U5 | T23 | 12.3
|  |  |  | U5 | T24 | 32.75 |  |  |  | 1 | 0 | 0 | V1 | U5 | T24 | 12.3
|  |  |  | U6 | T1 | 38 | [6 empty] | V1 | U6 | T1 | 3.8
|  |  |  | U6 | T2 | 38 | [6 empty] | V1 | U6 | T2 | 3.8
|  |  |  | U6 | T3 | 38 | [6 empty] | V1 | U6 | T3 | 3.8
|  |  |  | U6 | T4 | 38 | [6 empty] | V1 | U6 | T4 | 3.8
|  |  |  | U6 | T5 | 38 | [6 empty] | V1 | U6 | T5 | 3.8
|  |  |  | U6 | T6 | 38 | [6 empty] | V1 | U6 | T6 | 3.8
|  |  |  | U6 | T7 | 38 | [6 empty] | V1 | U6 | T7 | 3.8
|  |  |  | U6 | T8 | 116 | [6 empty] | V1 | U6 | T8 | 11.6
|  |  |  | U6 | T9 | 121.1217 | [6 empty] | V1 | U6 | T9 | 11.6
|  |  |  | U6 | T10 | 74 | [6 empty] | V1 | U6 | T10 | 7.4
|  |  |  | U6 | T11 | 78.6387 | [6 empty] | V1 | U6 | T11 | 7.4
|  |  |  | U6 | T12 | 74 | [6 empty] | V1 | U6 | T12 | 7.4
|  |  |  | U6 | T13 | 58 | [6 empty] | V1 | U6 | T13 | 5.8
|  |  |  | U6 | T14 | 63.8 | [6 empty] | V1 | U6 | T14 | 5.8
|  |  |  | U6 | T15 | 89.6509 | [6 empty] | V1 | U6 | T15 | 8.6
|  |  |  | U6 | T16 | 90.1013 | [6 empty] | V1 | U6 | T16 | 8.6
|  |  |  | U6 | T17 | 86 | [6 empty] | V1 | U6 | T17 | 8.6
|  |  |  | U6 | T18 | 88 | [6 empty] | V1 | U6 | T18 | 8
|  |  |  | U6 | T19 | 78.2 | [6 empty] | V1 | U6 | T19 | 6.2
|  |  |  | U6 | T20 | 72 | [6 empty] | V1 | U6 | T20 | 0
|  |  |  | U6 | T21 | 73.0874 | [6 empty] | V1 | U6 | T21 | 1.0874
|  |  |  | U6 | T22 | 81 | [6 empty] | V1 | U6 | T22 | 0
|  |  |  | U6 | T23 | 87.2 | [6 empty] | V1 | U6 | T23 | 6.2
|  |  |  | U6 | T24 | 87.2 | [6 empty] | V1 | U6 | T24 | 6.2
|  |  |  | U1 | T1 | 37.8 |  |  |  | 1 | 1 | 0 | V1 | U1 | T1 | 12.2
|  |  |  | U1 | T2 | 41.2405 |  |  |  | 1 | 0 | 0 | V1 | U1 | T2 | 8.7595
|  |  |  | U1 | T3 | 37.8 |  |  |  | 1 | 0 | 0 | V1 | U1 | T3 | 12.2
|  |  |  | U1 | T4 | 42.17 |  |  |  | 1 | 0 | 0 | V1 | U1 | T4 | 7.83
|  |  |  | U1 | T5 | 39.8976 |  |  |  | 1 | 0 | 0 | V1 | U1 | T5 | 10.1024
|  |  |  | U1 | T6 | 41.8212 |  |  |  | 1 | 0 | 0 | V1 | U1 | T6 | 8.1788
|  |  |  | U1 | T7 | 40.3485 |  |  |  | 1 | 0 | 0 | V1 | U1 | T7 | 9.6515
|  |  |  | U1 | T8 | 47.309 |  |  |  | 1 | 0 | 0 | V1 | U1 | T8 | 2.691
|  |  |  | U1 | T9 | 26.5 |  |  |  | 1 | 0 | 0 | V1 | U1 | T9 | 0
|  |  |  | U1 | T10 | 50 |  |  |  | 1 | 0 | 0 | V1 | U1 | T10 | 0
|  |  |  | U1 | T11 | 26.56 |  |  |  | 1 | 0 | 0 | V1 | U1 | T11 | 0
|  |  |  | U1 | T12 | 50 |  |  |  | 1 | 0 | 0 | V1 | U1 | T12 | 0
|  |  |  | U1 | T13 | 50 |  |  |  | 1 | 0 | 0 | V1 | U1 | T13 | 0
|  |  |  | U1 | T14 | 14.2 |  |  |  | 1 | 0 | 0 | V1 | U1 | T14 | 0
|  |  |  | U1 | T15 | 14.2 |  |  |  | 1 | 0 | 0 | V1 | U1 | T15 | 0
|  |  |  | U1 | T16 | 16.8576 |  |  |  | 1 | 0 | 0 | V1 | U1 | T16 | 0
|  |  |  | U1 | T17 | 33.4824 |  |  |  | 1 | 0 | 0 | V1 | U1 | T17 | 0
|  |  |  | U1 | T18 | 14.2 |  |  |  | 1 | 0 | 0 | V1 | U1 | T18 | 0
|  |  |  | U1 | T19 | 50 |  |  |  | 1 | 0 | 0 | V1 | U1 | T19 | 0
|  |  |  | U1 | T20 | 50 |  |  |  | 1 | 0 | 0 | V1 | U1 | T20 | 0
|  |  |  | U1 | T21 | 50 |  |  |  | 1 | 0 | 0 | V1 | U1 | T21 | 0
|  |  |  | U1 | T22 | 50 |  |  |  | 1 | 0 | 0 | V1 | U1 | T22 | 0
|  |  |  | U1 | T23 | 50 |  |  |  | 1 | 0 | 0 | V1 | U1 | T23 | 0
|  |  |  | U1 | T24 | 50 |  |  |  | 1 | 0 | 0 | V1 | U1 | T24 | 0
|  |  |  | U2 | T1 | 2 |  |  |  | 1 | 1 | 0 | V1 | U2 | T1 | 3
|  |  |  | U2 | T2 | 2 |  |  |  | 1 | 0 | 0 | V1 | U2 | T2 | 3
|  |  |  | U2 | T3 | 2 |  |  |  | 1 | 0 | 0 | V1 | U2 | T3 | 3
|  |  |  | U2 | T4 | 2 |  |  |  | 1 | 0 | 0 | V1 | U2 | T4 | 3
|  |  |  | U2 | T5 | 2 |  |  |  | 1 | 0 | 0 | V1 | U2 | T5 | 3
|  |  |  | U2 | T6 | 2 |  |  |  | 1 | 0 | 0 | V1 | U2 | T6 | 3
|  |  |  | U2 | T7 | 2 |  |  |  | 1 | 0 | 0 | V1 | U2 | T7 | 3
|  |  |  | U2 | T8 | 2 |  |  |  | 1 | 0 | 0 | V1 | U2 | T8 | 3
|  |  |  | U2 | T9 | 2 |  |  |  | 1 | 0 | 0 | V1 | U2 | T9 | 3
|  |  |  | U2 | T10 | 2 |  |  |  | 1 | 0 | 0 | V1 | U2 | T10 | 3
|  |  |  | U2 | T11 | 2 |  |  |  | 1 | 0 | 0 | V1 | U2 | T11 | 3
|  |  |  | U2 | T12 | 2 |  |  |  | 1 | 0 | 0 | V1 | U2 | T12 | 3
|  |  |  | U2 | T13 | 2 |  |  |  | 1 | 0 | 0 | V1 | U2 | T13 | 3
|  |  |  | U2 | T14 | 2 |  |  |  | 1 | 0 | 0 | V1 | U2 | T14 | 3
|  |  |  | U2 | T15 | 2 |  |  |  | 1 | 0 | 0 | V1 | U2 | T15 | 3
|  |  |  | U2 | T16 | 2 |  |  |  | 1 | 0 | 0 | V1 | U2 | T16 | 3
|  |  |  | U2 | T17 | 2 |  |  |  | 1 | 0 | 0 | V1 | U2 | T17 | 3
|  |  |  | U2 | T18 | 2 |  |  |  | 1 | 0 | 0 | V1 | U2 | T18 | 3
|  |  |  | U2 | T19 | 2 |  |  |  | 1 | 0 | 0 | V1 | U2 | T19 | 3
|  |  |  | U2 | T20 | 7 |  |  |  | 1 | 0 | 0 | V1 | U2 | T20 | 3
|  |  |  | U2 | T21 | 2 |  |  |  | 1 | 0 | 0 | V1 | U2 | T21 | 3
|  |  |  | U2 | T22 | 2 |  |  |  | 1 | 0 | 0 | V1 | U2 | T22 | 3
|  |  |  | U2 | T23 | 2 |  |  |  | 1 | 0 | 0 | V1 | U2 | T23 | 3
|  |  |  | U2 | T24 | 2 |  |  |  | 1 | 0 | 0 | V1 | U2 | T24 | 3
|  |  |  | U9 | T1 | 0 | 0 | 0 | 407.5352 |  |  |  | V1 | U9 | T1 | 0
|  |  |  | U9 | T2 | 0 | 0 | 0 | 407.5352 |  |  |  | V1 | U9 | T2 | 0
|  |  |  | U9 | T3 | 0 | 0 | 0 | 407.5352 |  |  |  | V1 | U9 | T3 | 0
|  |  |  | U9 | T4 | 0 | 0 | 0 | 407.5352 |  |  |  | V1 | U9 | T4 | 0
|  |  |  | U9 | T5 | 0 | 0 | 0 | 407.5352 |  |  |  | V1 | U9 | T5 | 0
|  |  |  | U9 | T6 | 0 | 0 | 0 | 407.5352 |  |  |  | V1 | U9 | T6 | 0
|  |  |  | U9 | T7 | 0 | 0 | 0 | 407.5352 |  |  |  | V1 | U9 | T7 | 0
|  |  |  | U9 | T8 | 0 | 0 | 0 | 407.5352 |  |  |  | V1 | U9 | T8 | 0
|  |  |  | U9 | T9 | 0 | 0 | 98.259 | 304.1047 |  |  |  | V1 | U9 | T9 | 0
|  |  |  | U9 | T10 | 0 | 48.8832 | 0 | 350.5437 |  |  |  | V1 | U9 | T10 | 0
|  |  |  | U9 | T11 | 0 | 78.6832 | 0 | 425.2927 |  |  |  | V1 | U9 | T11 | 0
|  |  |  | U9 | T12 | 0 | 73.3432 | 0 | 494.9687 |  |  |  | V1 | U9 | T12 | 0
|  |  |  | U9 | T13 | 0 | 117.93 | 0 | 607.0022 |  |  |  | V1 | U9 | T13 | 0
|  |  |  | U9 | T14 | 0 | 110 | 0 | 711.5022 |  |  |  | V1 | U9 | T14 | 0
|  |  |  | U9 | T15 | 0 | 101.5263 | 0 | 807.9523 |  |  |  | V1 | U9 | T15 | 0
|  |  |  | U9 | T16 | 0 | 55.1063 | 0 | 860.3033 |  |  |  | V1 | U9 | T16 | 0
|  |  |  | U9 | T17 | 0 | 52.3963 | 0 | 910.0798 |  |  |  | V1 | U9 | T17 | 0
|  |  |  | U9 | T18 | 0 | 50.441 | 0 | 957.9988 |  |  |  | V1 | U9 | T18 | 0
|  |  |  | U9 | T19 | 0 | 0 | 30.73 | 925.6514 |  |  |  | V1 | U9 | T19 | 0
|  |  |  | U9 | T20 | 0 | 0 | 92.2104 | 828.5879 |  |  |  | V1 | U9 | T20 | 0
|  |  |  | U9 | T21 | 0 | 0 | 115 | 707.5352 |  |  |  | V1 | U9 | T21 | 0
|  |  |  | U9 | T22 | 0 | 0 | 115 | 586.4826 |  |  |  | V1 | U9 | T22 | 0
|  |  |  | U9 | T23 | 0 | 0 | 85 | 497.0089 |  |  |  | V1 | U9 | T23 | 0
|  |  |  | U9 | T24 | 0 | 0 | 85 | 407.5352 |  |  |  | V1 | U9 | T24 | 0
|  |  |  | U10 | T1 | 0 | [6 empty] | V1 | U10 | T1 | 0
|  |  |  | U10 | T2 | 0 | [6 empty] | V1 | U10 | T2 | 0
|  |  |  | U10 | T3 | 0 | [6 empty] | V1 | U10 | T3 | 0
|  |  |  | U10 | T4 | 0 | [6 empty] | V1 | U10 | T4 | 0
|  |  |  | U10 | T5 | 0 | [6 empty] | V1 | U10 | T5 | 0
|  |  |  | U10 | T6 | 0 | [6 empty] | V1 | U10 | T6 | 0
|  |  |  | U10 | T7 | 0 | [6 empty] | V1 | U10 | T7 | 0
|  |  |  | U10 | T8 | 0 | [6 empty] | V1 | U10 | T8 | 0
|  |  |  | U10 | T9 | 0 | [6 empty] | V1 | U10 | T9 | 0
|  |  |  | U10 | T10 | 0 | [6 empty] | V1 | U10 | T10 | 0
|  |  |  | U10 | T11 | 0 | [6 empty] | V1 | U10 | T11 | 0
|  |  |  | U10 | T12 | 0 | [6 empty] | V1 | U10 | T12 | 0
|  |  |  | U10 | T13 | 0 | [6 empty] | V1 | U10 | T13 | 0
|  |  |  | U10 | T14 | 0 | [6 empty] | V1 | U10 | T14 | 0
|  |  |  | U10 | T15 | 0 | [6 empty] | V1 | U10 | T15 | 0
|  |  |  | U10 | T16 | 0 | [6 empty] | V1 | U10 | T16 | 0
|  |  |  | U10 | T17 | 0 | [6 empty] | V1 | U10 | T17 | 0
|  |  |  | U10 | T18 | 0 | [6 empty] | V1 | U10 | T18 | 0
|  |  |  | U10 | T19 | 0 | [6 empty] | V1 | U10 | T19 | 0
|  |  |  | U10 | T20 | 0 | [6 empty] | V1 | U10 | T20 | 0
|  |  |  | U10 | T21 | 0 | [6 empty] | V1 | U10 | T21 | 0
|  |  |  | U10 | T22 | 0 | [6 empty] | V1 | U10 | T22 | 0
|  |  |  | U10 | T23 | 0 | [6 empty] | V1 | U10 | T23 | 0
|  |  |  | U10 | T24 | 0 | [6 empty] | V1 | U10 | T24 | 0
[13 empty] | V2 | U3 | T1 |  | 0
[13 empty] | V2 | U3 | T2 |  | 0
[13 empty] | V2 | U3 | T3 |  | 0
[13 empty] | V2 | U3 | T4 |  | 0
[13 empty] | V2 | U3 | T5 |  | 0
[13 empty] | V2 | U3 | T6 |  | 0
[13 empty] | V2 | U3 | T7 |  | 0
[13 empty] | V2 | U3 | T8 |  | 0
[13 empty] | V2 | U3 | T9 |  | 2.5
[13 empty] | V2 | U3 | T10 |  | 0
[13 empty] | V2 | U3 | T11 |  | 2.44
[13 empty] | V2 | U3 | T12 |  | 2.4
[13 empty] | V2 | U3 | T13 |  | 0
[13 empty] | V2 | U3 | T14 |  | 2.5
[13 empty] | V2 | U3 | T15 |  | 2.5
[13 empty] | V2 | U3 | T16 |  | 2.5
[13 empty] | V2 | U3 | T17 |  | 2.5
[13 empty] | V2 | U3 | T18 |  | 2.5
[13 empty] | V2 | U3 | T19 |  | 0
[13 empty] | V2 | U3 | T20 |  | 0
[13 empty] | V2 | U3 | T21 |  | 0
[13 empty] | V2 | U3 | T22 |  | 0
[13 empty] | V2 | U3 | T23 |  | 0
[13 empty] | V2 | U3 | T24 |  | 0
[13 empty] | V2 | U4 | T1 |  | 0
[13 empty] | V2 | U4 | T2 |  | 0
[13 empty] | V2 | U4 | T3 |  | 0
[13 empty] | V2 | U4 | T4 |  | 0
[13 empty] | V2 | U4 | T5 |  | 0
[13 empty] | V2 | U4 | T6 |  | 0
[13 empty] | V2 | U4 | T7 |  | 0
[13 empty] | V2 | U4 | T8 |  | 0
[13 empty] | V2 | U4 | T9 |  | 2.5
[13 empty] | V2 | U4 | T10 |  | 0
[13 empty] | V2 | U4 | T11 |  | 2.5
[13 empty] | V2 | U4 | T12 |  | 2.5
[13 empty] | V2 | U4 | T13 |  | 0
[13 empty] | V2 | U4 | T14 |  | 2.5
[13 empty] | V2 | U4 | T15 |  | 2.5
[13 empty] | V2 | U4 | T16 |  | 2.5
[13 empty] | V2 | U4 | T17 |  | 2.5
[13 empty] | V2 | U4 | T18 |  | 2.5
[13 empty] | V2 | U4 | T19 |  | 0
[13 empty] | V2 | U4 | T20 |  | 0
[13 empty] | V2 | U4 | T21 |  | 0
[13 empty] | V2 | U4 | T22 |  | 0
[13 empty] | V2 | U4 | T23 |  | 0
[13 empty] | V2 | U4 | T24 |  | 0
[13 empty] | V2 | U5 | T1 |  | 0
[13 empty] | V2 | U5 | T2 |  | 0
[13 empty] | V2 | U5 | T3 |  | 0
[13 empty] | V2 | U5 | T4 |  | 0
[13 empty] | V2 | U5 | T5 |  | 0
[13 empty] | V2 | U5 | T6 |  | 0
[13 empty] | V2 | U5 | T7 |  | 0
[13 empty] | V2 | U5 | T8 |  | 0
[13 empty] | V2 | U5 | T9 |  | 0
[13 empty] | V2 | U5 | T10 |  | 0
[13 empty] | V2 | U5 | T11 |  | 0
[13 empty] | V2 | U5 | T12 |  | 0
[13 empty] | V2 | U5 | T13 |  | 0
[13 empty] | V2 | U5 | T14 |  | 12.3
[13 empty] | V2 | U5 | T15 |  | 12.3
[13 empty] | V2 | U5 | T16 |  | 9.6424
[13 empty] | V2 | U5 | T17 |  | 0
[13 empty] | V2 | U5 | T18 |  | 12.3
[13 empty] | V2 | U5 | T19 |  | 0
[13 empty] | V2 | U5 | T20 |  | 0
[13 empty] | V2 | U5 | T21 |  | 0
[13 empty] | V2 | U5 | T22 |  | 0
[13 empty] | V2 | U5 | T23 |  | 12.65
[13 empty] | V2 | U5 | T24 |  | 0
[13 empty] | V2 | U6 | T1 |  | 0
[13 empty] | V2 | U6 | T2 |  | 0
[13 empty] | V2 | U6 | T3 |  | 0
[13 empty] | V2 | U6 | T4 |  | 0
[13 empty] | V2 | U6 | T5 |  | 0
[13 empty] | V2 | U6 | T6 |  | 0
[13 empty] | V2 | U6 | T7 |  | 0
[13 empty] | V2 | U6 | T8 |  | 0
[13 empty] | V2 | U6 | T9 |  | 0
[13 empty] | V2 | U6 | T10 |  | 0
[13 empty] | V2 | U6 | T11 |  | 0
[13 empty] | V2 | U6 | T12 |  | 0
[13 empty] | V2 | U6 | T13 |  | 0
[13 empty] | V2 | U6 | T14 |  | 0
[13 empty] | V2 | U6 | T15 |  | 0
[13 empty] | V2 | U6 | T16 |  | 0
[13 empty] | V2 | U6 | T17 |  | 0
[13 empty] | V2 | U6 | T18 |  | 0
[13 empty] | V2 | U6 | T19 |  | 0
[13 empty] | V2 | U6 | T20 |  | 0
[13 empty] | V2 | U6 | T21 |  | 0
[13 empty] | V2 | U6 | T22 |  | 0
[13 empty] | V2 | U6 | T23 |  | 0
[13 empty] | V2 | U6 | T24 |  | 0
[13 empty] | V2 | U1 | T1 |  | 21.5
[13 empty] | V2 | U1 | T2 |  | 21.5
[13 empty] | V2 | U1 | T3 |  | 21.5
[13 empty] | V2 | U1 | T4 |  | 21.5
[13 empty] | V2 | U1 | T5 |  | 21.5
[13 empty] | V2 | U1 | T6 |  | 21.5
[13 empty] | V2 | U1 | T7 |  | 21.5
[13 empty] | V2 | U1 | T8 |  | 21.5
[13 empty] | V2 | U1 | T9 |  | 16.5
[13 empty] | V2 | U1 | T10 |  | 21.5
[13 empty] | V2 | U1 | T11 |  | 16.56
[13 empty] | V2 | U1 | T12 |  | 16.6
[13 empty] | V2 | U1 | T13 |  | 21.5
[13 empty] | V2 | U1 | T14 |  | 4.2
[13 empty] | V2 | U1 | T15 |  | 4.2
[13 empty] | V2 | U1 | T16 |  | 6.8576
[13 empty] | V2 | U1 | T17 |  | 16.5
[13 empty] | V2 | U1 | T18 |  | 4.2
[13 empty] | V2 | U1 | T19 |  | 21.5
[13 empty] | V2 | U1 | T20 |  | 21.5
[13 empty] | V2 | U1 | T21 |  | 21.5
[13 empty] | V2 | U1 | T22 |  | 21.5
[13 empty] | V2 | U1 | T23 |  | 8.85
[13 empty] | V2 | U1 | T24 |  | 21.5
[13 empty] | V2 | U2 | T1 |  | 0
[13 empty] | V2 | U2 | T2 |  | 0
[13 empty] | V2 | U2 | T3 |  | 0
[13 empty] | V2 | U2 | T4 |  | 0
[13 empty] | V2 | U2 | T5 |  | 0
[13 empty] | V2 | U2 | T6 |  | 0
[13 empty] | V2 | U2 | T7 |  | 0
[13 empty] | V2 | U2 | T8 |  | 0
[13 empty] | V2 | U2 | T9 |  | 0
[13 empty] | V2 | U2 | T10 |  | 0
[13 empty] | V2 | U2 | T11 |  | 0
[13 empty] | V2 | U2 | T12 |  | 0
[13 empty] | V2 | U2 | T13 |  | 0
[13 empty] | V2 | U2 | T14 |  | 0
[13 empty] | V2 | U2 | T15 |  | 0
[13 empty] | V2 | U2 | T16 |  | 0
[13 empty] | V2 | U2 | T17 |  | 0
[13 empty] | V2 | U2 | T18 |  | 0
[13 empty] | V2 | U2 | T19 |  | 0
[13 empty] | V2 | U2 | T20 |  | 0
[13 empty] | V2 | U2 | T21 |  | 0
[13 empty] | V2 | U2 | T22 |  | 0
[13 empty] | V2 | U2 | T23 |  | 0
[13 empty] | V2 | U2 | T24 |  | 0
[13 empty] | V2 | U9 | T1 |  | 0
[13 empty] | V2 | U9 | T2 |  | 0
[13 empty] | V2 | U9 | T3 |  | 0
[13 empty] | V2 | U9 | T4 |  | 0
[13 empty] | V2 | U9 | T5 |  | 0
[13 empty] | V2 | U9 | T6 |  | 0
[13 empty] | V2 | U9 | T7 |  | 0
[13 empty] | V2 | U9 | T8 |  | 0
[13 empty] | V2 | U9 | T9 |  | 0
[13 empty] | V2 | U9 | T10 |  | 0
[13 empty] | V2 | U9 | T11 |  | 0
[13 empty] | V2 | U9 | T12 |  | 0
[13 empty] | V2 | U9 | T13 |  | 0
[13 empty] | V2 | U9 | T14 |  | 0
[13 empty] | V2 | U9 | T15 |  | 0
[13 empty] | V2 | U9 | T16 |  | 0
[13 empty] | V2 | U9 | T17 |  | 0
[13 empty] | V2 | U9 | T18 |  | 0
[13 empty] | V2 | U9 | T19 |  | 0
[13 empty] | V2 | U9 | T20 |  | 0
[13 empty] | V2 | U9 | T21 |  | 0
[13 empty] | V2 | U9 | T22 |  | 0
[13 empty] | V2 | U9 | T23 |  | 0
[13 empty] | V2 | U9 | T24 |  | 0
[13 empty] | V2 | U10 | T1 |  | 0
[13 empty] | V2 | U10 | T2 |  | 0
[13 empty] | V2 | U10 | T3 |  | 0
[13 empty] | V2 | U10 | T4 |  | 0
[13 empty] | V2 | U10 | T5 |  | 0
[13 empty] | V2 | U10 | T6 |  | 0
[13 empty] | V2 | U10 | T7 |  | 0
[13 empty] | V2 | U10 | T8 |  | 0
[13 empty] | V2 | U10 | T9 |  | 0
[13 empty] | V2 | U10 | T10 |  | 0
[13 empty] | V2 | U10 | T11 |  | 0
[13 empty] | V2 | U10 | T12 |  | 0
[13 empty] | V2 | U10 | T13 |  | 0
[13 empty] | V2 | U10 | T14 |  | 0
[13 empty] | V2 | U10 | T15 |  | 0
[13 empty] | V2 | U10 | T16 |  | 0
[13 empty] | V2 | U10 | T17 |  | 0
[13 empty] | V2 | U10 | T18 |  | 0
[13 empty] | V2 | U10 | T19 |  | 0
[13 empty] | V2 | U10 | T20 |  | 0
[13 empty] | V2 | U10 | T21 |  | 0
[13 empty] | V2 | U10 | T22 |  | 0
[13 empty] | V2 | U10 | T23 |  | 0
[13 empty] | V2 | U10 | T24 |  | 0

## IDM1
IDM1 results | Unit | Description | [6 empty] | IDM1 results | Unit | Description
Period | - | \\ Identification of period (T) | [6 empty] | Profit IDM [Euro] | [Euro] | \\ Total profit obtained in the IDM1
VPP ID | - | \\ Identification of VPP unit for indexing (U) | [6 empty] | Revenue IDM [Euro] | [Euro] | \\ Total revenue obtained in the IDM1
Traded Power IDM [MW] | [MW] | \\ Changes in traded power of VPP in the IDM1 session compared to SRM+IDM1 session | [6 empty] | Cost IDM [Euro] | [Euro] | \\ Total cost in the IDM1
Generation IDM [MW] | [MW] | \\ Power dispatch of unit u in time period t in IDM1 | [6 empty] | Operation cost IDM [Euro] | [Euro] | \\ Changes in operation cost in IDM1 compared to SRM+IDM1
Ess charge IDM [MW] | [MW] | \\ ESS charging power in IDM1 | [6 empty] | Robust cost IDM [Euro] | [Euro] | \\ Changes in IDM price robustness cost in IDM1 session compared to SRM+IDM1
Ess discharge IDM [MW] | [MW] | \\ ESS discharging power in IDM1 | [6 empty] | State IDM [-] | [Euro] | \\ Convergence status of optimization problem (1 for optimal solution)
Ess energy IDM [MW] | [MWh] | \\ ESS energy in IDM1 | [6 empty] | Time IDM [s] | [second] | Computational time of optimization problem
Commitment IDM [-] | [0/1] | \\ Commitment status of DRES and STH units in IDM1
Start Up IDM [-] | [0/1] | \\ DRES and STH started up condition in IDM1
Shut Down IDM [-] | [0/1] | \\ DRES and STH shutdown condition in IDM1
UP SR SRM [MW] | [MW] | \\ UP SR provided by units at time t for calls on condition v
Down SR SRM [MW] | [MW] | \\ Down SR provided by units at time t for calls on condition v
| Traded Power IDM [MW] |  |  |  | Generation IDM [MW] | Ess charge IDM [MW] | Ess discharge IDM [MW] | Ess energy IDM [MW] | Commitment IDM [-] | Start Up IDM [-] | Shut Down IDM [-] |  |  |  | UP SR SRM [MW] | Down SR SRM [MW] | Profit IDM [Euro] | 4667.0949
T1 | 1.4129 |  | U3 | T1 | 3.27 | [6 empty] | V1 | U3 | T1 | 2.5 |  | Revenue IDM [Euro] | 4543.8563
T2 | -12.3991 |  | U3 | T2 | 4.79 | [6 empty] | V1 | U3 | T2 | 2.5 |  | Cost IDM [Euro] | -123.2385
T3 | -0.031928 |  | U3 | T3 | 20.59 | [6 empty] | V1 | U3 | T3 | 2.5 |  | Operation cost IDM [Euro] | -928.7201
T4 | 1.7224 |  | U3 | T4 | 19.97 | [6 empty] | V1 | U3 | T4 | 2.5 |  | Robust cost IDM [Euro] | 805.4816
T5 | 3.3504 |  | U3 | T5 | 21.82 | [6 empty] | V1 | U3 | T5 | 2.5 |  | State IDM [-] | 1
T6 | 2.7462 |  | U3 | T6 | 21.99 | [6 empty] | V1 | U3 | T6 | 2.5 |  | Time IDM [s] | 0.93
T7 | 2.1488 |  | U3 | T7 | 3.39 | [6 empty] | V1 | U3 | T7 | 2.5
T8 | 2.5859 |  | U3 | T8 | 3.35 | [6 empty] | V1 | U3 | T8 | 2.5
T9 | 1.7806 |  | U3 | T9 | 2.03 | [6 empty] | V1 | U3 | T9 | 2.5
T10 | 2.7952 |  | U3 | T10 | 0.97 | [6 empty] | V1 | U3 | T10 | 2.5
T11 | 2.7005 |  | U3 | T11 | 1.11 | [6 empty] | V1 | U3 | T11 | 2.5
T12 | 4.3725 |  | U3 | T12 | 0 | [6 empty] | V1 | U3 | T12 | 2.41
T13 | 4.636 |  | U3 | T13 | 0 | [6 empty] | V1 | U3 | T13 | 2.43
T14 | 8.51 |  | U3 | T14 | 18.41 | [6 empty] | V1 | U3 | T14 | 2.5
T15 | 2.6167 |  | U3 | T15 | 18.72 | [6 empty] | V1 | U3 | T15 | 2.5
T16 | 2.859 |  | U3 | T16 | 19.54 | [6 empty] | V1 | U3 | T16 | 2.5
T17 | 2.6324 |  | U3 | T17 | 2.02 | [6 empty] | V1 | U3 | T17 | 2.5
T18 | 2.1754 |  | U3 | T18 | 3.78 | [6 empty] | V1 | U3 | T18 | 2.5
T19 | -2.4 |  | U3 | T19 | 5.32 | [6 empty] | V1 | U3 | T19 | 2.5
T20 | 13.6066 |  | U3 | T20 | 27.68 | [6 empty] | V1 | U3 | T20 | 0
T21 | 20.34 |  | U3 | T21 | 24.39 | [6 empty] | V1 | U3 | T21 | 0
T22 | 11.7 |  | U3 | T22 | 23.87 | [6 empty] | V1 | U3 | T22 | 0
T23 | 7.5 |  | U3 | T23 | 21.99 | [6 empty] | V1 | U3 | T23 | 2.5
T24 | -1.7 |  | U3 | T24 | 18.47 | [6 empty] | V1 | U3 | T24 | 2.5
|  |  | U4 | T1 | 0 | [6 empty] | V1 | U4 | T1 | 0
|  |  | U4 | T2 | 0 | [6 empty] | V1 | U4 | T2 | 0
|  |  | U4 | T3 | 0 | [6 empty] | V1 | U4 | T3 | 0
|  |  | U4 | T4 | 0 | [6 empty] | V1 | U4 | T4 | 0
|  |  | U4 | T5 | 0 | [6 empty] | V1 | U4 | T5 | 0
|  |  | U4 | T6 | 0 | [6 empty] | V1 | U4 | T6 | 0
|  |  | U4 | T7 | 0 | [6 empty] | V1 | U4 | T7 | 0
|  |  | U4 | T8 | 1.13 | [6 empty] | V1 | U4 | T8 | 0
|  |  | U4 | T9 | 12.2 | [6 empty] | V1 | U4 | T9 | 0
|  |  | U4 | T10 | 27.9 | [6 empty] | V1 | U4 | T10 | 0
|  |  | U4 | T11 | 25.77 | [6 empty] | V1 | U4 | T11 | 0
|  |  | U4 | T12 | 29.59 | [6 empty] | V1 | U4 | T12 | 0
|  |  | U4 | T13 | 31.04 | [6 empty] | V1 | U4 | T13 | 0
|  |  | U4 | T14 | 40.69 | [6 empty] | V1 | U4 | T14 | 2.5
|  |  | U4 | T15 | 31.32 | [6 empty] | V1 | U4 | T15 | 0
|  |  | U4 | T16 | 28.48 | [6 empty] | V1 | U4 | T16 | 0
|  |  | U4 | T17 | 24.85 | [6 empty] | V1 | U4 | T17 | 0
|  |  | U4 | T18 | 27.94 | [6 empty] | V1 | U4 | T18 | 0
|  |  | U4 | T19 | 11.32 | [6 empty] | V1 | U4 | T19 | 0
|  |  | U4 | T20 | 0.92 | [6 empty] | V1 | U4 | T20 | 0
|  |  | U4 | T21 | 0 | [6 empty] | V1 | U4 | T21 | 0
|  |  | U4 | T22 | 0 | [6 empty] | V1 | U4 | T22 | 0
|  |  | U4 | T23 | 0 | [6 empty] | V1 | U4 | T23 | 0
|  |  | U4 | T24 | 0 | [6 empty] | V1 | U4 | T24 | 0
|  |  | U5 | T1 | 0 |  |  |  | 0 | 0 | 0 | V1 | U5 | T1 | 0
|  |  | U5 | T2 | 0 |  |  |  | 0 | 0 | 0 | V1 | U5 | T2 | 0
|  |  | U5 | T3 | 0 |  |  |  | 0 | 0 | 0 | V1 | U5 | T3 | 0
|  |  | U5 | T4 | 0 |  |  |  | 0 | 0 | 0 | V1 | U5 | T4 | 0
|  |  | U5 | T5 | 0 |  |  |  | 0 | 0 | 0 | V1 | U5 | T5 | 0
|  |  | U5 | T6 | 0 |  |  |  | 0 | 0 | 0 | V1 | U5 | T6 | 0
|  |  | U5 | T7 | 0 |  |  |  | 0 | 0 | 0 | V1 | U5 | T7 | 0
|  |  | U5 | T8 | 0 |  |  |  | 0 | 0 | 0 | V1 | U5 | T8 | 0
|  |  | U5 | T9 | 0 |  |  |  | 1 | 1 | 0 | V1 | U5 | T9 | 0
|  |  | U5 | T10 | 55.3 |  |  |  | 1 | 0 | 0 | V1 | U5 | T10 | 0
|  |  | U5 | T11 | 43.4378 |  |  |  | 1 | 0 | 0 | V1 | U5 | T11 | 0
|  |  | U5 | T12 | 41.7041 |  |  |  | 1 | 0 | 0 | V1 | U5 | T12 | 0
|  |  | U5 | T13 | 55.3 |  |  |  | 1 | 0 | 0 | V1 | U5 | T13 | 0
|  |  | U5 | T14 | 26.8665 |  |  |  | 1 | 0 | 0 | V1 | U5 | T14 | 0
|  |  | U5 | T15 | 37.135 |  |  |  | 1 | 0 | 0 | V1 | U5 | T15 | 0
|  |  | U5 | T16 | 26.6 |  |  |  | 1 | 0 | 0 | V1 | U5 | T16 | 0
|  |  | U5 | T17 | 55.3 |  |  |  | 1 | 0 | 0 | V1 | U5 | T17 | 0
|  |  | U5 | T18 | 44.2495 |  |  |  | 1 | 0 | 0 | V1 | U5 | T18 | 0
|  |  | U5 | T19 | 55.3 |  |  |  | 1 | 0 | 0 | V1 | U5 | T19 | 0
|  |  | U5 | T20 | 45.05 |  |  |  | 1 | 0 | 0 | V1 | U5 | T20 | 0
|  |  | U5 | T21 | 45.05 |  |  |  | 1 | 0 | 0 | V1 | U5 | T21 | 0
|  |  | U5 | T22 | 45.05 |  |  |  | 1 | 0 | 0 | V1 | U5 | T22 | 0
|  |  | U5 | T23 | 45.05 |  |  |  | 1 | 0 | 0 | V1 | U5 | T23 | 0
|  |  | U5 | T24 | 45.05 |  |  |  | 1 | 0 | 0 | V1 | U5 | T24 | 0
|  |  | U6 | T1 | 38 | [6 empty] | V1 | U6 | T1 | 3.8
|  |  | U6 | T2 | 38 | [6 empty] | V1 | U6 | T2 | 3.8
|  |  | U6 | T3 | 38 | [6 empty] | V1 | U6 | T3 | 3.8
|  |  | U6 | T4 | 38 | [6 empty] | V1 | U6 | T4 | 3.8
|  |  | U6 | T5 | 39.3477 | [6 empty] | V1 | U6 | T5 | 3.9348
|  |  | U6 | T6 | 41.8 | [6 empty] | V1 | U6 | T6 | 4.18
|  |  | U6 | T7 | 38 | [6 empty] | V1 | U6 | T7 | 3.8
|  |  | U6 | T8 | 116.8941 | [6 empty] | V1 | U6 | T8 | 11.6894
|  |  | U6 | T9 | 116 | [6 empty] | V1 | U6 | T9 | 11.6
|  |  | U6 | T10 | 81.4 | [6 empty] | V1 | U6 | T10 | 8.14
|  |  | U6 | T11 | 74 | [6 empty] | V1 | U6 | T11 | 7.4
|  |  | U6 | T12 | 76.9283 | [6 empty] | V1 | U6 | T12 | 7.6928
|  |  | U6 | T13 | 58 | [6 empty] | V1 | U6 | T13 | 5.8
|  |  | U6 | T14 | 59.2861 | [6 empty] | V1 | U6 | T14 | 5.9286
|  |  | U6 | T15 | 86 | [6 empty] | V1 | U6 | T15 | 8.6
|  |  | U6 | T16 | 86 | [6 empty] | V1 | U6 | T16 | 8.6
|  |  | U6 | T17 | 86 | [6 empty] | V1 | U6 | T17 | 8.6
|  |  | U6 | T18 | 80 | [6 empty] | V1 | U6 | T18 | 8
|  |  | U6 | T19 | 80 | [6 empty] | V1 | U6 | T19 | 8
|  |  | U6 | T20 | 79.3438 | [6 empty] | V1 | U6 | T20 | 7.3438
|  |  | U6 | T21 | 72 | [6 empty] | V1 | U6 | T21 | 0
|  |  | U6 | T22 | 81 | [6 empty] | V1 | U6 | T22 | 0
|  |  | U6 | T23 | 90 | [6 empty] | V1 | U6 | T23 | 9
|  |  | U6 | T24 | 90 | [6 empty] | V1 | U6 | T24 | 9
|  |  | U1 | T1 | 39.8 |  |  |  | 1 | 1 | 0 | V1 | U1 | T1 | 10.2
|  |  | U1 | T2 | 43.2405 |  |  |  | 1 | 0 | 0 | V1 | U1 | T2 | 6.7595
|  |  | U1 | T3 | 39.8 |  |  |  | 1 | 0 | 0 | V1 | U1 | T3 | 10.2
|  |  | U1 | T4 | 44.17 |  |  |  | 1 | 0 | 0 | V1 | U1 | T4 | 5.83
|  |  | U1 | T5 | 42.0323 |  |  |  | 1 | 0 | 0 | V1 | U1 | T5 | 7.9677
|  |  | U1 | T6 | 39.2556 |  |  |  | 1 | 0 | 0 | V1 | U1 | T6 | 5.7988
|  |  | U1 | T7 | 42.3485 |  |  |  | 1 | 0 | 0 | V1 | U1 | T7 | 7.6515
|  |  | U1 | T8 | 27.87 |  |  |  | 1 | 0 | 0 | V1 | U1 | T8 | 0.60155
|  |  | U1 | T9 | 46.813 |  |  |  | 1 | 0 | 0 | V1 | U1 | T9 | 2.4
|  |  | U1 | T10 | 33.8152 |  |  |  | 1 | 0 | 0 | V1 | U1 | T10 | 5.86
|  |  | U1 | T11 | 20.49 |  |  |  | 1 | 0 | 0 | V1 | U1 | T11 | 6.6
|  |  | U1 | T12 | 29 |  |  |  | 1 | 0 | 0 | V1 | U1 | T12 | 6.3972
|  |  | U1 | T13 | 23.8473 |  |  |  | 1 | 0 | 0 | V1 | U1 | T13 | 8.27
|  |  | U1 | T14 | 21.9861 |  |  |  | 1 | 0 | 0 | V1 | U1 | T14 | 5.5714
|  |  | U1 | T15 | 17.9 |  |  |  | 1 | 0 | 0 | V1 | U1 | T15 | 5.4
|  |  | U1 | T16 | 30.3261 |  |  |  | 1 | 0 | 0 | V1 | U1 | T16 | 5.4
|  |  | U1 | T17 | 22.4978 |  |  |  | 1 | 0 | 0 | V1 | U1 | T17 | 5.4
|  |  | U1 | T18 | 18.5 |  |  |  | 1 | 0 | 0 | V1 | U1 | T18 | 6
|  |  | U1 | T19 | 44 |  |  |  | 1 | 0 | 0 | V1 | U1 | T19 | 6
|  |  | U1 | T20 | 50 |  |  |  | 1 | 0 | 0 | V1 | U1 | T20 | 0
|  |  | U1 | T21 | 50 |  |  |  | 1 | 0 | 0 | V1 | U1 | T21 | 0
|  |  | U1 | T22 | 50 |  |  |  | 1 | 0 | 0 | V1 | U1 | T22 | 0
|  |  | U1 | T23 | 45 |  |  |  | 1 | 0 | 0 | V1 | U1 | T23 | 5
|  |  | U1 | T24 | 45 |  |  |  | 1 | 0 | 0 | V1 | U1 | T24 | 5
|  |  | U2 | T1 | 2 |  |  |  | 1 | 1 | 0 | V1 | U2 | T1 | 5
|  |  | U2 | T2 | 2 |  |  |  | 1 | 0 | 0 | V1 | U2 | T2 | 5
|  |  | U2 | T3 | 2 |  |  |  | 1 | 0 | 0 | V1 | U2 | T3 | 5
|  |  | U2 | T4 | 2 |  |  |  | 1 | 0 | 0 | V1 | U2 | T4 | 5
|  |  | U2 | T5 | 2 |  |  |  | 1 | 0 | 0 | V1 | U2 | T5 | 5
|  |  | U2 | T6 | 2 |  |  |  | 1 | 0 | 0 | V1 | U2 | T6 | 5
|  |  | U2 | T7 | 2 |  |  |  | 1 | 0 | 0 | V1 | U2 | T7 | 5
|  |  | U2 | T8 | 2 |  |  |  | 1 | 0 | 0 | V1 | U2 | T8 | 5
|  |  | U2 | T9 | 2 |  |  |  | 1 | 0 | 0 | V1 | U2 | T9 | 5
|  |  | U2 | T10 | 2 |  |  |  | 1 | 0 | 0 | V1 | U2 | T10 | 5
|  |  | U2 | T11 | 2 |  |  |  | 1 | 0 | 0 | V1 | U2 | T11 | 5
|  |  | U2 | T12 | 2 |  |  |  | 1 | 0 | 0 | V1 | U2 | T12 | 5
|  |  | U2 | T13 | 2 |  |  |  | 1 | 0 | 0 | V1 | U2 | T13 | 5
|  |  | U2 | T14 | 2 |  |  |  | 1 | 0 | 0 | V1 | U2 | T14 | 5
|  |  | U2 | T15 | 2 |  |  |  | 1 | 0 | 0 | V1 | U2 | T15 | 5
|  |  | U2 | T16 | 2 |  |  |  | 1 | 0 | 0 | V1 | U2 | T16 | 5
|  |  | U2 | T17 | 2 |  |  |  | 1 | 0 | 0 | V1 | U2 | T17 | 5
|  |  | U2 | T18 | 2 |  |  |  | 1 | 0 | 0 | V1 | U2 | T18 | 5
|  |  | U2 | T19 | 2 |  |  |  | 1 | 0 | 0 | V1 | U2 | T19 | 5
|  |  | U2 | T20 | 2 |  |  |  | 1 | 0 | 0 | V1 | U2 | T20 | 5
|  |  | U2 | T21 | 2 |  |  |  | 1 | 0 | 0 | V1 | U2 | T21 | 4.0874
|  |  | U2 | T22 | 2 |  |  |  | 1 | 0 | 0 | V1 | U2 | T22 | 3
|  |  | U2 | T23 | 2 |  |  |  | 1 | 0 | 0 | V1 | U2 | T23 | 5
|  |  | U2 | T24 | 2 |  |  |  | 1 | 0 | 0 | V1 | U2 | T24 | 5
|  |  | U9 | T1 | 0 | 0 | 0 | 141.3789 |  |  |  | V1 | U9 | T1 | 0
|  |  | U9 | T2 | 0 | 0 | 0 | 141.3789 |  |  |  | V1 | U9 | T2 | 0
|  |  | U9 | T3 | 0 | 0 | 0 | 141.3789 |  |  |  | V1 | U9 | T3 | 0
|  |  | U9 | T4 | 0 | 0 | 0 | 141.3789 |  |  |  | V1 | U9 | T4 | 0
|  |  | U9 | T5 | 0 | 0 | 0 | 141.3789 |  |  |  | V1 | U9 | T5 | 0
|  |  | U9 | T6 | 0 | 0 | 0 | 141.3789 |  |  |  | V1 | U9 | T6 | 0
|  |  | U9 | T7 | 0 | 0 | 0 | 141.3789 |  |  |  | V1 | U9 | T7 | 0
|  |  | U9 | T8 | 0 | 0 | 0 | 141.3789 |  |  |  | V1 | U9 | T8 | 0
|  |  | U9 | T9 | 0 | 0 | 29.81 | 110 |  |  |  | V1 | U9 | T9 | 0
|  |  | U9 | T10 | 0 | 37.05 | 0 | 145.1975 |  |  |  | V1 | U9 | T10 | 0
|  |  | U9 | T11 | 0 | 86.9021 | 0 | 227.7545 |  |  |  | V1 | U9 | T11 | 0
|  |  | U9 | T12 | 0 | 86.5309 | 0 | 309.9588 |  |  |  | V1 | U9 | T12 | 0
|  |  | U9 | T13 | 0 | 87.93 | 0 | 393.4923 |  |  |  | V1 | U9 | T13 | 0
|  |  | U9 | T14 | 0 | 140 | 0 | 526.4923 |  |  |  | V1 | U9 | T14 | 0
|  |  | U9 | T15 | 0 | 121.6849 | 0 | 642.093 |  |  |  | V1 | U9 | T15 | 0
|  |  | U9 | T16 | 0 | 103.74 | 0 | 740.646 |  |  |  | V1 | U9 | T16 | 0
|  |  | U9 | T17 | 0 | 33.21 | 0 | 772.1955 |  |  |  | V1 | U9 | T17 | 0
|  |  | U9 | T18 | 0 | 40.3925 | 0 | 810.5684 |  |  |  | V1 | U9 | T18 | 0
|  |  | U9 | T19 | 0 | 0 | 60.73 | 746.6421 |  |  |  | V1 | U9 | T19 | 0
|  |  | U9 | T20 | 0 | 0 | 115 | 625.5895 |  |  |  | V1 | U9 | T20 | 0
|  |  | U9 | T21 | 0 | 0 | 115 | 504.5368 |  |  |  | V1 | U9 | T21 | 0
|  |  | U9 | T22 | 0 | 0 | 115 | 383.4842 |  |  |  | V1 | U9 | T22 | 0
|  |  | U9 | T23 | 0 | 0 | 115 | 262.4316 |  |  |  | V1 | U9 | T23 | 0
|  |  | U9 | T24 | 0 | 0 | 115 | 141.3789 |  |  |  | V1 | U9 | T24 | 0
|  |  | U10 | T1 | 0 | [6 empty] | V1 | U10 | T1 | 0
|  |  | U10 | T2 | 0 | [6 empty] | V1 | U10 | T2 | 0
|  |  | U10 | T3 | 0 | [6 empty] | V1 | U10 | T3 | 0
|  |  | U10 | T4 | 0 | [6 empty] | V1 | U10 | T4 | 0
|  |  | U10 | T5 | 0 | [6 empty] | V1 | U10 | T5 | 0
|  |  | U10 | T6 | 0 | [6 empty] | V1 | U10 | T6 | 0
|  |  | U10 | T7 | 0 | [6 empty] | V1 | U10 | T7 | 0
|  |  | U10 | T8 | 0 | [6 empty] | V1 | U10 | T8 | 0
|  |  | U10 | T9 | 0 | [6 empty] | V1 | U10 | T9 | 0
|  |  | U10 | T10 | 0 | [6 empty] | V1 | U10 | T10 | 0
|  |  | U10 | T11 | 0 | [6 empty] | V1 | U10 | T11 | 0
|  |  | U10 | T12 | 0 | [6 empty] | V1 | U10 | T12 | 0
|  |  | U10 | T13 | 0 | [6 empty] | V1 | U10 | T13 | 0
|  |  | U10 | T14 | 0 | [6 empty] | V1 | U10 | T14 | 0
|  |  | U10 | T15 | 0 | [6 empty] | V1 | U10 | T15 | 0
|  |  | U10 | T16 | 0 | [6 empty] | V1 | U10 | T16 | 0
|  |  | U10 | T17 | 0 | [6 empty] | V1 | U10 | T17 | 0
|  |  | U10 | T18 | 0 | [6 empty] | V1 | U10 | T18 | 0
|  |  | U10 | T19 | 0 | [6 empty] | V1 | U10 | T19 | 0
|  |  | U10 | T20 | 0 | [6 empty] | V1 | U10 | T20 | 0
|  |  | U10 | T21 | 0 | [6 empty] | V1 | U10 | T21 | 0
|  |  | U10 | T22 | 0 | [6 empty] | V1 | U10 | T22 | 0
|  |  | U10 | T23 | 0 | [6 empty] | V1 | U10 | T23 | 0
|  |  | U10 | T24 | 0 | [6 empty] | V1 | U10 | T24 | 0
[12 empty] | V2 | U3 | T1 |  | 0
[12 empty] | V2 | U3 | T2 |  | 2.5
[12 empty] | V2 | U3 | T3 |  | 0
[12 empty] | V2 | U3 | T4 |  | 2.5
[12 empty] | V2 | U3 | T5 |  | 2.5
[12 empty] | V2 | U3 | T6 |  | 2.5
[12 empty] | V2 | U3 | T7 |  | 2.5
[12 empty] | V2 | U3 | T8 |  | 2.5
[12 empty] | V2 | U3 | T9 |  | 2.03
[12 empty] | V2 | U3 | T10 |  | 0.97
[12 empty] | V2 | U3 | T11 |  | 1.11
[12 empty] | V2 | U3 | T12 |  | 0
[12 empty] | V2 | U3 | T13 |  | 0
[12 empty] | V2 | U3 | T14 |  | 2.5
[12 empty] | V2 | U3 | T15 |  | 2.5
[12 empty] | V2 | U3 | T16 |  | 2.5
[12 empty] | V2 | U3 | T17 |  | 0
[12 empty] | V2 | U3 | T18 |  | 2.5
[12 empty] | V2 | U3 | T19 |  | 0
[12 empty] | V2 | U3 | T20 |  | 2.5
[12 empty] | V2 | U3 | T21 |  | 0
[12 empty] | V2 | U3 | T22 |  | 0
[12 empty] | V2 | U3 | T23 |  | 0
[12 empty] | V2 | U3 | T24 |  | 0
[12 empty] | V2 | U4 | T1 |  | 0
[12 empty] | V2 | U4 | T2 |  | 0
[12 empty] | V2 | U4 | T3 |  | 0
[12 empty] | V2 | U4 | T4 |  | 0
[12 empty] | V2 | U4 | T5 |  | 0
[12 empty] | V2 | U4 | T6 |  | 0
[12 empty] | V2 | U4 | T7 |  | 0
[12 empty] | V2 | U4 | T8 |  | 1.13
[12 empty] | V2 | U4 | T9 |  | 2.5
[12 empty] | V2 | U4 | T10 |  | 2.5
[12 empty] | V2 | U4 | T11 |  | 2.5
[12 empty] | V2 | U4 | T12 |  | 2.5
[12 empty] | V2 | U4 | T13 |  | 2.5
[12 empty] | V2 | U4 | T14 |  | 2.5
[12 empty] | V2 | U4 | T15 |  | 2.5
[12 empty] | V2 | U4 | T16 |  | 2.5
[12 empty] | V2 | U4 | T17 |  | 2.5
[12 empty] | V2 | U4 | T18 |  | 2.5
[12 empty] | V2 | U4 | T19 |  | 0
[12 empty] | V2 | U4 | T20 |  | 0.92
[12 empty] | V2 | U4 | T21 |  | 0
[12 empty] | V2 | U4 | T22 |  | 0
[12 empty] | V2 | U4 | T23 |  | 0
[12 empty] | V2 | U4 | T24 |  | 0
[12 empty] | V2 | U5 | T1 |  | 0
[12 empty] | V2 | U5 | T2 |  | 0
[12 empty] | V2 | U5 | T3 |  | 0
[12 empty] | V2 | U5 | T4 |  | 0
[12 empty] | V2 | U5 | T5 |  | 0
[12 empty] | V2 | U5 | T6 |  | 0
[12 empty] | V2 | U5 | T7 |  | 0
[12 empty] | V2 | U5 | T8 |  | 0
[12 empty] | V2 | U5 | T9 |  | 0
[12 empty] | V2 | U5 | T10 |  | 0
[12 empty] | V2 | U5 | T11 |  | 0
[12 empty] | V2 | U5 | T12 |  | 0
[12 empty] | V2 | U5 | T13 |  | 0
[12 empty] | V2 | U5 | T14 |  | 0
[12 empty] | V2 | U5 | T15 |  | 0
[12 empty] | V2 | U5 | T16 |  | 0
[12 empty] | V2 | U5 | T17 |  | 0
[12 empty] | V2 | U5 | T18 |  | 0
[12 empty] | V2 | U5 | T19 |  | 0
[12 empty] | V2 | U5 | T20 |  | 0
[12 empty] | V2 | U5 | T21 |  | 0
[12 empty] | V2 | U5 | T22 |  | 0
[12 empty] | V2 | U5 | T23 |  | 0
[12 empty] | V2 | U5 | T24 |  | 0
[12 empty] | V2 | U6 | T1 |  | 0
[12 empty] | V2 | U6 | T2 |  | 3.8
[12 empty] | V2 | U6 | T3 |  | 0
[12 empty] | V2 | U6 | T4 |  | 3.8
[12 empty] | V2 | U6 | T5 |  | 2.4523
[12 empty] | V2 | U6 | T6 |  | 0
[12 empty] | V2 | U6 | T7 |  | 3.8
[12 empty] | V2 | U6 | T8 |  | 0
[12 empty] | V2 | U6 | T9 |  | 0
[12 empty] | V2 | U6 | T10 |  | 0
[12 empty] | V2 | U6 | T11 |  | 7.4
[12 empty] | V2 | U6 | T12 |  | 0
[12 empty] | V2 | U6 | T13 |  | 5.1527
[12 empty] | V2 | U6 | T14 |  | 4.5139
[12 empty] | V2 | U6 | T15 |  | 8.6
[12 empty] | V2 | U6 | T16 |  | 0
[12 empty] | V2 | U6 | T17 |  | 6.5022
[12 empty] | V2 | U6 | T18 |  | 8
[12 empty] | V2 | U6 | T19 |  | 0
[12 empty] | V2 | U6 | T20 |  | 7.9344
[12 empty] | V2 | U6 | T21 |  | 0
[12 empty] | V2 | U6 | T22 |  | 0
[12 empty] | V2 | U6 | T23 |  | 0
[12 empty] | V2 | U6 | T24 |  | 0
[12 empty] | V2 | U1 | T1 |  | 21.5
[12 empty] | V2 | U1 | T2 |  | 15.2
[12 empty] | V2 | U1 | T3 |  | 21.5
[12 empty] | V2 | U1 | T4 |  | 15.2
[12 empty] | V2 | U1 | T5 |  | 16.5477
[12 empty] | V2 | U1 | T6 |  | 19
[12 empty] | V2 | U1 | T7 |  | 15.2
[12 empty] | V2 | U1 | T8 |  | 17.87
[12 empty] | V2 | U1 | T9 |  | 16.97
[12 empty] | V2 | U1 | T10 |  | 18.03
[12 empty] | V2 | U1 | T11 |  | 10.49
[12 empty] | V2 | U1 | T12 |  | 19
[12 empty] | V2 | U1 | T13 |  | 13.8473
[12 empty] | V2 | U1 | T14 |  | 11.9861
[12 empty] | V2 | U1 | T15 |  | 7.9
[12 empty] | V2 | U1 | T16 |  | 16.5
[12 empty] | V2 | U1 | T17 |  | 12.4978
[12 empty] | V2 | U1 | T18 |  | 8.5
[12 empty] | V2 | U1 | T19 |  | 21.5
[12 empty] | V2 | U1 | T20 |  | 10.1456
[12 empty] | V2 | U1 | T21 |  | 21.5
[12 empty] | V2 | U1 | T22 |  | 21.5
[12 empty] | V2 | U1 | T23 |  | 21.5
[12 empty] | V2 | U1 | T24 |  | 21.5
[12 empty] | V2 | U2 | T1 |  | 0
[12 empty] | V2 | U2 | T2 |  | 0
[12 empty] | V2 | U2 | T3 |  | 0
[12 empty] | V2 | U2 | T4 |  | 0
[12 empty] | V2 | U2 | T5 |  | 0
[12 empty] | V2 | U2 | T6 |  | 0
[12 empty] | V2 | U2 | T7 |  | 0
[12 empty] | V2 | U2 | T8 |  | 0
[12 empty] | V2 | U2 | T9 |  | 0
[12 empty] | V2 | U2 | T10 |  | 0
[12 empty] | V2 | U2 | T11 |  | 0
[12 empty] | V2 | U2 | T12 |  | 0
[12 empty] | V2 | U2 | T13 |  | 0
[12 empty] | V2 | U2 | T14 |  | 0
[12 empty] | V2 | U2 | T15 |  | 0
[12 empty] | V2 | U2 | T16 |  | 0
[12 empty] | V2 | U2 | T17 |  | 0
[12 empty] | V2 | U2 | T18 |  | 0
[12 empty] | V2 | U2 | T19 |  | 0
[12 empty] | V2 | U2 | T20 |  | 0
[12 empty] | V2 | U2 | T21 |  | 0
[12 empty] | V2 | U2 | T22 |  | 0
[12 empty] | V2 | U2 | T23 |  | 0
[12 empty] | V2 | U2 | T24 |  | 0
[12 empty] | V2 | U9 | T1 |  | 0
[12 empty] | V2 | U9 | T2 |  | 0
[12 empty] | V2 | U9 | T3 |  | 0
[12 empty] | V2 | U9 | T4 |  | 0
[12 empty] | V2 | U9 | T5 |  | 0
[12 empty] | V2 | U9 | T6 |  | 0
[12 empty] | V2 | U9 | T7 |  | 0
[12 empty] | V2 | U9 | T8 |  | 0
[12 empty] | V2 | U9 | T9 |  | 0
[12 empty] | V2 | U9 | T10 |  | 0
[12 empty] | V2 | U9 | T11 |  | 0
[12 empty] | V2 | U9 | T12 |  | 0
[12 empty] | V2 | U9 | T13 |  | 0
[12 empty] | V2 | U9 | T14 |  | 0
[12 empty] | V2 | U9 | T15 |  | 0
[12 empty] | V2 | U9 | T16 |  | 0
[12 empty] | V2 | U9 | T17 |  | 0
[12 empty] | V2 | U9 | T18 |  | 0
[12 empty] | V2 | U9 | T19 |  | 0
[12 empty] | V2 | U9 | T20 |  | 0
[12 empty] | V2 | U9 | T21 |  | 0
[12 empty] | V2 | U9 | T22 |  | 0
[12 empty] | V2 | U9 | T23 |  | 0
[12 empty] | V2 | U9 | T24 |  | 0
[12 empty] | V2 | U10 | T1 |  | 0
[12 empty] | V2 | U10 | T2 |  | 0
[12 empty] | V2 | U10 | T3 |  | 0
[12 empty] | V2 | U10 | T4 |  | 0
[12 empty] | V2 | U10 | T5 |  | 0
[12 empty] | V2 | U10 | T6 |  | 0
[12 empty] | V2 | U10 | T7 |  | 0
[12 empty] | V2 | U10 | T8 |  | 0
[12 empty] | V2 | U10 | T9 |  | 0
[12 empty] | V2 | U10 | T10 |  | 0
[12 empty] | V2 | U10 | T11 |  | 0
[12 empty] | V2 | U10 | T12 |  | 0
[12 empty] | V2 | U10 | T13 |  | 0
[12 empty] | V2 | U10 | T14 |  | 0
[12 empty] | V2 | U10 | T15 |  | 0
[12 empty] | V2 | U10 | T16 |  | 0
[12 empty] | V2 | U10 | T17 |  | 0
[12 empty] | V2 | U10 | T18 |  | 0
[12 empty] | V2 | U10 | T19 |  | 0
[12 empty] | V2 | U10 | T20 |  | 0
[12 empty] | V2 | U10 | T21 |  | 0
[12 empty] | V2 | U10 | T22 |  | 0
[12 empty] | V2 | U10 | T23 |  | 0
[12 empty] | V2 | U10 | T24 |  | 0

## IDM2
IDM2 results | Unit | Description | [6 empty] | IDM2 results | Unit | Description
Period | - | \\ Identification of period (T) | [6 empty] | Profit IDM [Euro] | [Euro] | \\ Total profit obtained in the IDM2
VPP ID | - | \\ Identification of VPP unit for indexing (U) | [6 empty] | Revenue IDM [Euro] | [Euro] | \\ Total revenue obtained in the IDM2
Traded Power IDM [MW] | [MW] | \\ Changes in traded power of VPP in the IDM2 session compared to IDM1 session | [6 empty] | Cost IDM [Euro] | [Euro] | \\ Total cost in the IDM2
Generation IDM [MW] | [MW] | \\ Power dispatch of unit u in time period t in IDM2 | [6 empty] | Operation cost IDM [Euro] | [Euro] | \\ Changes in operation cost in IDM2 compared to IDM1
Ess charge IDM [MW] | [MW] | \\ ESS charging power in IDM2 | [6 empty] | Robust cost IDM [Euro] | [Euro] | \\ Changes in IDM price robustness cost in IDM2 session compared to IDM1
Ess discharge IDM [MW] | [MW] | \\ ESS discharging power in IDM2 | [6 empty] | State IDM [-] | [Euro] | \\ Convergence status of optimization problem (1 for optimal solution)
Ess energy IDM [MW] | [MWh] | \\ ESS energy in IDM2 | [6 empty] | Time IDM [s] | [second] | Computational time of optimization problem
Commitment IDM [-] | [0/1] | \\ Commitment status of DRES and STH units in IDM2
Start Up IDM [-] | [0/1] | \\ DRES and STH started up condition in IDM2
Shut Down IDM [-] | [0/1] | \\ DRES and STH shutdown condition in IDM2
UP SR SRM [MW] | [MW] | \\ UP SR provided by units at time t for calls on condition v
Down SR SRM [MW] | [MW] | \\ Down SR provided by units at time t for calls on condition v
| Traded Power IDM [MW] |  |  |  | Generation IDM [MW] | Ess charge IDM [MW] | Ess discharge IDM [MW] | Ess energy IDM [MW] | Commitment IDM [-] | Start Up IDM [-] | Shut Down IDM [-] |  |  |  | UP SR SRM [MW] | Down SR SRM [MW] | Profit IDM [Euro] | 194.7097
T1 | 3.76 |  | U3 | T1 | 21.63 | [6 empty] | V1 | U3 | T1 | 2.5 |  | Revenue IDM [Euro] | 1434.9243
T2 | 0.49704 |  | U3 | T2 | 5.34 | [6 empty] | V1 | U3 | T2 | 2.5 |  | Cost IDM [Euro] | 1240.2145
T3 | 0 |  | U3 | T3 | 20.59 | [6 empty] | V1 | U3 | T3 | 2.5 |  | Operation cost IDM [Euro] | 454.6692
T4 | 0 |  | U3 | T4 | 19.97 | [6 empty] | V1 | U3 | T4 | 2.5 |  | Robust cost IDM [Euro] | 785.5453
T5 | 0.49169 |  | U3 | T5 | 21.82 | [6 empty] | V1 | U3 | T5 | 2.5 |  | State IDM [-] | 1
T6 | 0.46816 |  | U3 | T6 | 21.99 | [6 empty] | V1 | U3 | T6 | 2.5 |  | Time IDM [s] | 3.201
T7 | 0.42097 |  | U3 | T7 | 4.59 | [6 empty] | V1 | U3 | T7 | 2.5
T8 | 23.2332 |  | U3 | T8 | 4.25 | [6 empty] | V1 | U3 | T8 | 2.5
T9 | 0.29818 |  | U3 | T9 | 2.65 | [6 empty] | V1 | U3 | T9 | 2.5
T10 | 9.997 |  | U3 | T10 | 1.33 | [6 empty] | V1 | U3 | T10 | 2.5
T11 | 0.40313 |  | U3 | T11 | 1.95 | [6 empty] | V1 | U3 | T11 | 2.5
T12 | 0.63068 |  | U3 | T12 | 0.13 | [6 empty] | V1 | U3 | T12 | 2.5
T13 | 0.62722 |  | U3 | T13 | 0.2 | [6 empty] | V1 | U3 | T13 | 2.5
T14 | 0.60936 |  | U3 | T14 | 1.9 | [6 empty] | V1 | U3 | T14 | 2.5
T15 | 0.42861 |  | U3 | T15 | 18.72 | [6 empty] | V1 | U3 | T15 | 2.5
T16 | 0.40054 |  | U3 | T16 | 19.54 | [6 empty] | V1 | U3 | T16 | 2.5
T17 | 0.38894 |  | U3 | T17 | 2.76 | [6 empty] | V1 | U3 | T17 | 2.5
T18 | 0.3558 |  | U3 | T18 | 20.94 | [6 empty] | V1 | U3 | T18 | 2.5
T19 | 0.65 |  | U3 | T19 | 5.97 | [6 empty] | V1 | U3 | T19 | 2.5
T20 | 0.59096 |  | U3 | T20 | 27.68 | [6 empty] | V1 | U3 | T20 | 0
T21 | 0 |  | U3 | T21 | 24.39 | [6 empty] | V1 | U3 | T21 | 0
T22 | 3.3436e-07 |  | U3 | T22 | 23.87 | [6 empty] | V1 | U3 | T22 | 0
T23 | -15.9 |  | U3 | T23 | 6.09 | [6 empty] | V1 | U3 | T23 | 2.5
T24 | 0 |  | U3 | T24 | 18.47 | [6 empty] | V1 | U3 | T24 | 2.5
|  |  | U4 | T1 | 0 | [6 empty] | V1 | U4 | T1 | 0
|  |  | U4 | T2 | 0 | [6 empty] | V1 | U4 | T2 | 0
|  |  | U4 | T3 | 0 | [6 empty] | V1 | U4 | T3 | 0
|  |  | U4 | T4 | 0 | [6 empty] | V1 | U4 | T4 | 0
|  |  | U4 | T5 | 0 | [6 empty] | V1 | U4 | T5 | 0
|  |  | U4 | T6 | 0 | [6 empty] | V1 | U4 | T6 | 0
|  |  | U4 | T7 | 0 | [6 empty] | V1 | U4 | T7 | 0
|  |  | U4 | T8 | 1.13 | [6 empty] | V1 | U4 | T8 | 0
|  |  | U4 | T9 | 12.2 | [6 empty] | V1 | U4 | T9 | 0
|  |  | U4 | T10 | 27.9 | [6 empty] | V1 | U4 | T10 | 0
|  |  | U4 | T11 | 27 | [6 empty] | V1 | U4 | T11 | 0
|  |  | U4 | T12 | 31.92 | [6 empty] | V1 | U4 | T12 | 0
|  |  | U4 | T13 | 42.6 | [6 empty] | V1 | U4 | T13 | 0
|  |  | U4 | T14 | 43.19 | [6 empty] | V1 | U4 | T14 | 0
|  |  | U4 | T15 | 33.45 | [6 empty] | V1 | U4 | T15 | 0
|  |  | U4 | T16 | 30.9 | [6 empty] | V1 | U4 | T16 | 0
|  |  | U4 | T17 | 25.9 | [6 empty] | V1 | U4 | T17 | 0
|  |  | U4 | T18 | 18.79 | [6 empty] | V1 | U4 | T18 | 0
|  |  | U4 | T19 | 11.32 | [6 empty] | V1 | U4 | T19 | 0
|  |  | U4 | T20 | 0.92 | [6 empty] | V1 | U4 | T20 | 0
|  |  | U4 | T21 | 0 | [6 empty] | V1 | U4 | T21 | 0
|  |  | U4 | T22 | 0 | [6 empty] | V1 | U4 | T22 | 0
|  |  | U4 | T23 | 0 | [6 empty] | V1 | U4 | T23 | 0
|  |  | U4 | T24 | 0 | [6 empty] | V1 | U4 | T24 | 0
|  |  | U5 | T1 | 0 |  |  |  | 0 | 0 | 0 | V1 | U5 | T1 | 0
|  |  | U5 | T2 | 0 |  |  |  | 0 | 0 | 0 | V1 | U5 | T2 | 0
|  |  | U5 | T3 | 0 |  |  |  | 0 | 0 | 0 | V1 | U5 | T3 | 0
|  |  | U5 | T4 | 0 |  |  |  | 0 | 0 | 0 | V1 | U5 | T4 | 0
|  |  | U5 | T5 | 0 |  |  |  | 0 | 0 | 0 | V1 | U5 | T5 | 0
|  |  | U5 | T6 | 0 |  |  |  | 0 | 0 | 0 | V1 | U5 | T6 | 0
|  |  | U5 | T7 | 0 |  |  |  | 0 | 0 | 0 | V1 | U5 | T7 | 0
|  |  | U5 | T8 | 0 |  |  |  | 0 | 0 | 0 | V1 | U5 | T8 | 0
|  |  | U5 | T9 | 0 |  |  |  | 1 | 1 | 0 | V1 | U5 | T9 | 0
|  |  | U5 | T10 | 55.3 |  |  |  | 1 | 0 | 0 | V1 | U5 | T10 | 0
|  |  | U5 | T11 | 42.611 |  |  |  | 1 | 0 | 0 | V1 | U5 | T11 | 0
|  |  | U5 | T12 | 44.4764 |  |  |  | 1 | 0 | 0 | V1 | U5 | T12 | 0
|  |  | U5 | T13 | 45.0145 |  |  |  | 1 | 0 | 0 | V1 | U5 | T13 | 0
|  |  | U5 | T14 | 40.8859 |  |  |  | 1 | 0 | 0 | V1 | U5 | T14 | 0
|  |  | U5 | T15 | 35.4336 |  |  |  | 1 | 0 | 0 | V1 | U5 | T15 | 0
|  |  | U5 | T16 | 37.0067 |  |  |  | 1 | 0 | 0 | V1 | U5 | T16 | 0
|  |  | U5 | T17 | 55.3 |  |  |  | 1 | 0 | 0 | V1 | U5 | T17 | 0
|  |  | U5 | T18 | 36.5953 |  |  |  | 1 | 0 | 0 | V1 | U5 | T18 | 0
|  |  | U5 | T19 | 55.3 |  |  |  | 1 | 0 | 0 | V1 | U5 | T19 | 0
|  |  | U5 | T20 | 45.05 |  |  |  | 1 | 0 | 0 | V1 | U5 | T20 | 0
|  |  | U5 | T21 | 45.05 |  |  |  | 1 | 0 | 0 | V1 | U5 | T21 | 0
|  |  | U5 | T22 | 45.05 |  |  |  | 1 | 0 | 0 | V1 | U5 | T22 | 0
|  |  | U5 | T23 | 45.05 |  |  |  | 1 | 0 | 0 | V1 | U5 | T23 | 1.5767e-06
|  |  | U5 | T24 | 45.05 |  |  |  | 1 | 0 | 0 | V1 | U5 | T24 | 0
|  |  | U6 | T1 | 38 | [6 empty] | V1 | U6 | T1 | 3.8
|  |  | U6 | T2 | 38.0588 | [6 empty] | V1 | U6 | T2 | 3.8059
|  |  | U6 | T3 | 38 | [6 empty] | V1 | U6 | T3 | 3.8
|  |  | U6 | T4 | 38 | [6 empty] | V1 | U6 | T4 | 3.8
|  |  | U6 | T5 | 38 | [6 empty] | V1 | U6 | T5 | 3.8
|  |  | U6 | T6 | 38 | [6 empty] | V1 | U6 | T6 | 3.8
|  |  | U6 | T7 | 38 | [6 empty] | V1 | U6 | T7 | 3.8
|  |  | U6 | T8 | 116 | [6 empty] | V1 | U6 | T8 | 11.6
|  |  | U6 | T9 | 116 | [6 empty] | V1 | U6 | T9 | 11.6
|  |  | U6 | T10 | 77.1974 | [6 empty] | V1 | U6 | T10 | 7.7197
|  |  | U6 | T11 | 74 | [6 empty] | V1 | U6 | T11 | 7.4
|  |  | U6 | T12 | 74 | [6 empty] | V1 | U6 | T12 | 7.4
|  |  | U6 | T13 | 63.8 | [6 empty] | V1 | U6 | T13 | 6.38
|  |  | U6 | T14 | 58 | [6 empty] | V1 | U6 | T14 | 5.8
|  |  | U6 | T15 | 86 | [6 empty] | V1 | U6 | T15 | 8.6
|  |  | U6 | T16 | 86 | [6 empty] | V1 | U6 | T16 | 8.6
|  |  | U6 | T17 | 94.6 | [6 empty] | V1 | U6 | T17 | 9.46
|  |  | U6 | T18 | 80 | [6 empty] | V1 | U6 | T18 | 8
|  |  | U6 | T19 | 80 | [6 empty] | V1 | U6 | T19 | 8
|  |  | U6 | T20 | 79.3438 | [6 empty] | V1 | U6 | T20 | 7.3438
|  |  | U6 | T21 | 72 | [6 empty] | V1 | U6 | T21 | 0
|  |  | U6 | T22 | 81 | [6 empty] | V1 | U6 | T22 | 0
|  |  | U6 | T23 | 90 | [6 empty] | V1 | U6 | T23 | 9
|  |  | U6 | T24 | 90 | [6 empty] | V1 | U6 | T24 | 9
|  |  | U1 | T1 | 25.2 |  |  |  | 1 | 1 | 0 | V1 | U1 | T1 | 10.2
|  |  | U1 | T2 | 43.2464 |  |  |  | 1 | 0 | 0 | V1 | U1 | T2 | 6.7536
|  |  | U1 | T3 | 39.8 |  |  |  | 1 | 0 | 0 | V1 | U1 | T3 | 10.2
|  |  | U1 | T4 | 44.17 |  |  |  | 1 | 0 | 0 | V1 | U1 | T4 | 5.83
|  |  | U1 | T5 | 41.1763 |  |  |  | 1 | 0 | 0 | V1 | U1 | T5 | 8.1024
|  |  | U1 | T6 | 35.9237 |  |  |  | 1 | 0 | 0 | V1 | U1 | T6 | 6.1788
|  |  | U1 | T7 | 41.5695 |  |  |  | 1 | 0 | 0 | V1 | U1 | T7 | 7.6515
|  |  | U1 | T8 | 49.309 |  |  |  | 1 | 0 | 0 | V1 | U1 | T8 | 0.69096
|  |  | U1 | T9 | 46.4911 |  |  |  | 1 | 0 | 0 | V1 | U1 | T9 | 2.4
|  |  | U1 | T10 | 39.2496 |  |  |  | 1 | 0 | 0 | V1 | U1 | T10 | 6.2803
|  |  | U1 | T11 | 19.65 |  |  |  | 1 | 0 | 0 | V1 | U1 | T11 | 6.6
|  |  | U1 | T12 | 21.47 |  |  |  | 1 | 0 | 0 | V1 | U1 | T12 | 6.6
|  |  | U1 | T13 | 28.8 |  |  |  | 1 | 0 | 0 | V1 | U1 | T13 | 7.62
|  |  | U1 | T14 | 21.3 |  |  |  | 1 | 0 | 0 | V1 | U1 | T14 | 8.2
|  |  | U1 | T15 | 17.9 |  |  |  | 1 | 0 | 0 | V1 | U1 | T15 | 5.4
|  |  | U1 | T16 | 17.9 |  |  |  | 1 | 0 | 0 | V1 | U1 | T16 | 5.4
|  |  | U1 | T17 | 29.6968 |  |  |  | 1 | 0 | 0 | V1 | U1 | T17 | 4.54
|  |  | U1 | T18 | 18.5 |  |  |  | 1 | 0 | 0 | V1 | U1 | T18 | 6
|  |  | U1 | T19 | 44 |  |  |  | 1 | 0 | 0 | V1 | U1 | T19 | 6
|  |  | U1 | T20 | 50 |  |  |  | 1 | 0 | 0 | V1 | U1 | T20 | 0
|  |  | U1 | T21 | 50 |  |  |  | 1 | 0 | 0 | V1 | U1 | T21 | 0
|  |  | U1 | T22 | 50 |  |  |  | 1 | 0 | 0 | V1 | U1 | T22 | 0
|  |  | U1 | T23 | 45 |  |  |  | 1 | 0 | 0 | V1 | U1 | T23 | 5
|  |  | U1 | T24 | 45 |  |  |  | 1 | 0 | 0 | V1 | U1 | T24 | 5
|  |  | U2 | T1 | 2 |  |  |  | 1 | 1 | 0 | V1 | U2 | T1 | 5
|  |  | U2 | T2 | 2 |  |  |  | 1 | 0 | 0 | V1 | U2 | T2 | 5
|  |  | U2 | T3 | 2 |  |  |  | 1 | 0 | 0 | V1 | U2 | T3 | 5
|  |  | U2 | T4 | 2 |  |  |  | 1 | 0 | 0 | V1 | U2 | T4 | 5
|  |  | U2 | T5 | 2 |  |  |  | 1 | 0 | 0 | V1 | U2 | T5 | 5
|  |  | U2 | T6 | 2 |  |  |  | 1 | 0 | 0 | V1 | U2 | T6 | 5
|  |  | U2 | T7 | 2 |  |  |  | 1 | 0 | 0 | V1 | U2 | T7 | 5
|  |  | U2 | T8 | 2 |  |  |  | 1 | 0 | 0 | V1 | U2 | T8 | 5
|  |  | U2 | T9 | 2 |  |  |  | 1 | 0 | 0 | V1 | U2 | T9 | 5
|  |  | U2 | T10 | 2 |  |  |  | 1 | 0 | 0 | V1 | U2 | T10 | 5
|  |  | U2 | T11 | 2 |  |  |  | 1 | 0 | 0 | V1 | U2 | T11 | 5
|  |  | U2 | T12 | 2 |  |  |  | 1 | 0 | 0 | V1 | U2 | T12 | 5
|  |  | U2 | T13 | 2 |  |  |  | 1 | 0 | 0 | V1 | U2 | T13 | 5
|  |  | U2 | T14 | 2 |  |  |  | 1 | 0 | 0 | V1 | U2 | T14 | 5
|  |  | U2 | T15 | 2 |  |  |  | 1 | 0 | 0 | V1 | U2 | T15 | 5
|  |  | U2 | T16 | 2 |  |  |  | 1 | 0 | 0 | V1 | U2 | T16 | 5
|  |  | U2 | T17 | 2 |  |  |  | 1 | 0 | 0 | V1 | U2 | T17 | 5
|  |  | U2 | T18 | 2 |  |  |  | 1 | 0 | 0 | V1 | U2 | T18 | 5
|  |  | U2 | T19 | 2 |  |  |  | 1 | 0 | 0 | V1 | U2 | T19 | 5
|  |  | U2 | T20 | 2.591 |  |  |  | 1 | 0 | 0 | V1 | U2 | T20 | 5
|  |  | U2 | T21 | 2 |  |  |  | 1 | 0 | 0 | V1 | U2 | T21 | 4.0874
|  |  | U2 | T22 | 2 |  |  |  | 1 | 0 | 0 | V1 | U2 | T22 | 3
|  |  | U2 | T23 | 2 |  |  |  | 1 | 0 | 0 | V1 | U2 | T23 | 5
|  |  | U2 | T24 | 2 |  |  |  | 1 | 0 | 0 | V1 | U2 | T24 | 5
|  |  | U9 | T1 | 0 | 0 | 0 | 188.1895 |  |  |  | V1 | U9 | T1 | 0
|  |  | U9 | T2 | 0 | 0 | 0 | 188.1895 |  |  |  | V1 | U9 | T2 | 0
|  |  | U9 | T3 | 0 | 0 | 0 | 188.1895 |  |  |  | V1 | U9 | T3 | 0
|  |  | U9 | T4 | 0 | 0 | 0 | 188.1895 |  |  |  | V1 | U9 | T4 | 0
|  |  | U9 | T5 | 0 | 0 | 0 | 188.1895 |  |  |  | V1 | U9 | T5 | 0
|  |  | U9 | T6 | 0 | 0 | 0 | 188.1895 |  |  |  | V1 | U9 | T6 | 0
|  |  | U9 | T7 | 0 | 0 | 0 | 188.1895 |  |  |  | V1 | U9 | T7 | 0
|  |  | U9 | T8 | 0 | 0 | 0 | 188.1895 |  |  |  | V1 | U9 | T8 | 0
|  |  | U9 | T9 | 0 | 0 | 74.28 | 110 |  |  |  | V1 | U9 | T9 | 0
|  |  | U9 | T10 | 0 | 41.38 | 0 | 149.311 |  |  |  | V1 | U9 | T10 | 0
|  |  | U9 | T11 | 0 | 93.0589 | 0 | 237.7169 |  |  |  | V1 | U9 | T11 | 0
|  |  | U9 | T12 | 0 | 126.979 | 0 | 358.347 |  |  |  | V1 | U9 | T12 | 0
|  |  | U9 | T13 | 0 | 69.3365 | 0 | 424.2167 |  |  |  | V1 | U9 | T13 | 0
|  |  | U9 | T14 | 0 | 105.8064 | 0 | 524.7328 |  |  |  | V1 | U9 | T14 | 0
|  |  | U9 | T15 | 0 | 125.8346 | 0 | 644.2757 |  |  |  | V1 | U9 | T15 | 0
|  |  | U9 | T16 | 0 | 126.2679 | 0 | 764.2302 |  |  |  | V1 | U9 | T16 | 0
|  |  | U9 | T17 | 0 | 36.58 | 0 | 798.9812 |  |  |  | V1 | U9 | T17 | 0
|  |  | U9 | T18 | 0 | 61.4713 | 0 | 857.3789 |  |  |  | V1 | U9 | T18 | 0
|  |  | U9 | T19 | 0 | 0 | 60.73 | 793.4526 |  |  |  | V1 | U9 | T19 | 0
|  |  | U9 | T20 | 0 | 0 | 115 | 672.4 |  |  |  | V1 | U9 | T20 | 0
|  |  | U9 | T21 | 0 | 0 | 115 | 551.3474 |  |  |  | V1 | U9 | T21 | 0
|  |  | U9 | T22 | 0 | 0 | 115 | 430.2947 |  |  |  | V1 | U9 | T22 | 0
|  |  | U9 | T23 | 0 | 0 | 115 | 309.2421 |  |  |  | V1 | U9 | T23 | 0
|  |  | U9 | T24 | 0 | 0 | 115 | 188.1895 |  |  |  | V1 | U9 | T24 | 0
|  |  | U10 | T1 | 0 | [6 empty] | V1 | U10 | T1 | 0
|  |  | U10 | T2 | 0 | [6 empty] | V1 | U10 | T2 | 0
|  |  | U10 | T3 | 0 | [6 empty] | V1 | U10 | T3 | 0
|  |  | U10 | T4 | 0 | [6 empty] | V1 | U10 | T4 | 0
|  |  | U10 | T5 | 0 | [6 empty] | V1 | U10 | T5 | 0
|  |  | U10 | T6 | 0 | [6 empty] | V1 | U10 | T6 | 0
|  |  | U10 | T7 | 0 | [6 empty] | V1 | U10 | T7 | 0
|  |  | U10 | T8 | 0 | [6 empty] | V1 | U10 | T8 | 0
|  |  | U10 | T9 | 0 | [6 empty] | V1 | U10 | T9 | 0
|  |  | U10 | T10 | 0 | [6 empty] | V1 | U10 | T10 | 0
|  |  | U10 | T11 | 0 | [6 empty] | V1 | U10 | T11 | 0
|  |  | U10 | T12 | 0 | [6 empty] | V1 | U10 | T12 | 0
|  |  | U10 | T13 | 0 | [6 empty] | V1 | U10 | T13 | 0
|  |  | U10 | T14 | 0 | [6 empty] | V1 | U10 | T14 | 0
|  |  | U10 | T15 | 0 | [6 empty] | V1 | U10 | T15 | 0
|  |  | U10 | T16 | 0 | [6 empty] | V1 | U10 | T16 | 0
|  |  | U10 | T17 | 0 | [6 empty] | V1 | U10 | T17 | 0
|  |  | U10 | T18 | 0 | [6 empty] | V1 | U10 | T18 | 0
|  |  | U10 | T19 | 0 | [6 empty] | V1 | U10 | T19 | 0
|  |  | U10 | T20 | 0 | [6 empty] | V1 | U10 | T20 | 0
|  |  | U10 | T21 | 0 | [6 empty] | V1 | U10 | T21 | 0
|  |  | U10 | T22 | 0 | [6 empty] | V1 | U10 | T22 | 0
|  |  | U10 | T23 | 0 | [6 empty] | V1 | U10 | T23 | 0
|  |  | U10 | T24 | 0 | [6 empty] | V1 | U10 | T24 | 0
[12 empty] | V2 | U3 | T1 |  | 2.5
[12 empty] | V2 | U3 | T2 |  | 2.5
[12 empty] | V2 | U3 | T3 |  | 2.5
[12 empty] | V2 | U3 | T4 |  | 2.5
[12 empty] | V2 | U3 | T5 |  | 2.5
[12 empty] | V2 | U3 | T6 |  | 2.5
[12 empty] | V2 | U3 | T7 |  | 2.5
[12 empty] | V2 | U3 | T8 |  | 2.5
[12 empty] | V2 | U3 | T9 |  | 2.5
[12 empty] | V2 | U3 | T10 |  | 1.33
[12 empty] | V2 | U3 | T11 |  | 1.95
[12 empty] | V2 | U3 | T12 |  | 0.13
[12 empty] | V2 | U3 | T13 |  | 0.2
[12 empty] | V2 | U3 | T14 |  | 1.9
[12 empty] | V2 | U3 | T15 |  | 2.5
[12 empty] | V2 | U3 | T16 |  | 2.5
[12 empty] | V2 | U3 | T17 |  | 2.5
[12 empty] | V2 | U3 | T18 |  | 2.5
[12 empty] | V2 | U3 | T19 |  | 2.5
[12 empty] | V2 | U3 | T20 |  | 2.5
[12 empty] | V2 | U3 | T21 |  | 2.5
[12 empty] | V2 | U3 | T22 |  | 0
[12 empty] | V2 | U3 | T23 |  | 2.5
[12 empty] | V2 | U3 | T24 |  | 2.5
[12 empty] | V2 | U4 | T1 |  | 0
[12 empty] | V2 | U4 | T2 |  | 0
[12 empty] | V2 | U4 | T3 |  | 0
[12 empty] | V2 | U4 | T4 |  | 0
[12 empty] | V2 | U4 | T5 |  | 0
[12 empty] | V2 | U4 | T6 |  | 0
[12 empty] | V2 | U4 | T7 |  | 0
[12 empty] | V2 | U4 | T8 |  | 1.13
[12 empty] | V2 | U4 | T9 |  | 2.5
[12 empty] | V2 | U4 | T10 |  | 2.5
[12 empty] | V2 | U4 | T11 |  | 2.5
[12 empty] | V2 | U4 | T12 |  | 2.5
[12 empty] | V2 | U4 | T13 |  | 2.5
[12 empty] | V2 | U4 | T14 |  | 2.5
[12 empty] | V2 | U4 | T15 |  | 2.5
[12 empty] | V2 | U4 | T16 |  | 2.5
[12 empty] | V2 | U4 | T17 |  | 2.5
[12 empty] | V2 | U4 | T18 |  | 2.5
[12 empty] | V2 | U4 | T19 |  | 2.5
[12 empty] | V2 | U4 | T20 |  | 0
[12 empty] | V2 | U4 | T21 |  | 0
[12 empty] | V2 | U4 | T22 |  | 0
[12 empty] | V2 | U4 | T23 |  | 0
[12 empty] | V2 | U4 | T24 |  | 0
[12 empty] | V2 | U5 | T1 |  | 0
[12 empty] | V2 | U5 | T2 |  | 0
[12 empty] | V2 | U5 | T3 |  | 0
[12 empty] | V2 | U5 | T4 |  | 0
[12 empty] | V2 | U5 | T5 |  | 0
[12 empty] | V2 | U5 | T6 |  | 0
[12 empty] | V2 | U5 | T7 |  | 0
[12 empty] | V2 | U5 | T8 |  | 0
[12 empty] | V2 | U5 | T9 |  | 0
[12 empty] | V2 | U5 | T10 |  | 0
[12 empty] | V2 | U5 | T11 |  | 0
[12 empty] | V2 | U5 | T12 |  | 0
[12 empty] | V2 | U5 | T13 |  | 0
[12 empty] | V2 | U5 | T14 |  | 0
[12 empty] | V2 | U5 | T15 |  | 0
[12 empty] | V2 | U5 | T16 |  | 0
[12 empty] | V2 | U5 | T17 |  | 0
[12 empty] | V2 | U5 | T18 |  | 0
[12 empty] | V2 | U5 | T19 |  | 0
[12 empty] | V2 | U5 | T20 |  | 0
[12 empty] | V2 | U5 | T21 |  | 0
[12 empty] | V2 | U5 | T22 |  | 3.3436e-07
[12 empty] | V2 | U5 | T23 |  | 0
[12 empty] | V2 | U5 | T24 |  | 0
[12 empty] | V2 | U6 | T1 |  | 3.8
[12 empty] | V2 | U6 | T2 |  | 3.7412
[12 empty] | V2 | U6 | T3 |  | 3.8
[12 empty] | V2 | U6 | T4 |  | 0
[12 empty] | V2 | U6 | T5 |  | 0
[12 empty] | V2 | U6 | T6 |  | 3.8
[12 empty] | V2 | U6 | T7 |  | 3.8
[12 empty] | V2 | U6 | T8 |  | 0
[12 empty] | V2 | U6 | T9 |  | 11.6
[12 empty] | V2 | U6 | T10 |  | 0
[12 empty] | V2 | U6 | T11 |  | 7.4
[12 empty] | V2 | U6 | T12 |  | 7.4
[12 empty] | V2 | U6 | T13 |  | 0
[12 empty] | V2 | U6 | T14 |  | 5.8
[12 empty] | V2 | U6 | T15 |  | 8.6
[12 empty] | V2 | U6 | T16 |  | 8.6
[12 empty] | V2 | U6 | T17 |  | 0
[12 empty] | V2 | U6 | T18 |  | 8
[12 empty] | V2 | U6 | T19 |  | 8
[12 empty] | V2 | U6 | T20 |  | 7.9344
[12 empty] | V2 | U6 | T21 |  | 7.2
[12 empty] | V2 | U6 | T22 |  | 8.1
[12 empty] | V2 | U6 | T23 |  | 9
[12 empty] | V2 | U6 | T24 |  | 9
[12 empty] | V2 | U1 | T1 |  | 15.2
[12 empty] | V2 | U1 | T2 |  | 15.2588
[12 empty] | V2 | U1 | T3 |  | 15.2
[12 empty] | V2 | U1 | T4 |  | 19
[12 empty] | V2 | U1 | T5 |  | 19
[12 empty] | V2 | U1 | T6 |  | 15.2
[12 empty] | V2 | U1 | T7 |  | 15.2
[12 empty] | V2 | U1 | T8 |  | 17.87
[12 empty] | V2 | U1 | T9 |  | 4.9
[12 empty] | V2 | U1 | T10 |  | 17.67
[12 empty] | V2 | U1 | T11 |  | 9.65
[12 empty] | V2 | U1 | T12 |  | 11.47
[12 empty] | V2 | U1 | T13 |  | 18.8
[12 empty] | V2 | U1 | T14 |  | 11.3
[12 empty] | V2 | U1 | T15 |  | 7.9
[12 empty] | V2 | U1 | T16 |  | 7.9
[12 empty] | V2 | U1 | T17 |  | 16.5
[12 empty] | V2 | U1 | T18 |  | 8.5
[12 empty] | V2 | U1 | T19 |  | 8.5
[12 empty] | V2 | U1 | T20 |  | 11.0656
[12 empty] | V2 | U1 | T21 |  | 11.8
[12 empty] | V2 | U1 | T22 |  | 13.4
[12 empty] | V2 | U1 | T23 |  | 10
[12 empty] | V2 | U1 | T24 |  | 10
[12 empty] | V2 | U2 | T1 |  | 0
[12 empty] | V2 | U2 | T2 |  | 0
[12 empty] | V2 | U2 | T3 |  | 0
[12 empty] | V2 | U2 | T4 |  | 0
[12 empty] | V2 | U2 | T5 |  | 0
[12 empty] | V2 | U2 | T6 |  | 0
[12 empty] | V2 | U2 | T7 |  | 0
[12 empty] | V2 | U2 | T8 |  | 0
[12 empty] | V2 | U2 | T9 |  | 0
[12 empty] | V2 | U2 | T10 |  | 0
[12 empty] | V2 | U2 | T11 |  | 0
[12 empty] | V2 | U2 | T12 |  | 0
[12 empty] | V2 | U2 | T13 |  | 0
[12 empty] | V2 | U2 | T14 |  | 0
[12 empty] | V2 | U2 | T15 |  | 0
[12 empty] | V2 | U2 | T16 |  | 0
[12 empty] | V2 | U2 | T17 |  | 0
[12 empty] | V2 | U2 | T18 |  | 0
[12 empty] | V2 | U2 | T19 |  | 0
[12 empty] | V2 | U2 | T20 |  | 0
[12 empty] | V2 | U2 | T21 |  | 0
[12 empty] | V2 | U2 | T22 |  | 0
[12 empty] | V2 | U2 | T23 |  | 0
[12 empty] | V2 | U2 | T24 |  | 0
[12 empty] | V2 | U9 | T1 |  | 0
[12 empty] | V2 | U9 | T2 |  | 0
[12 empty] | V2 | U9 | T3 |  | 0
[12 empty] | V2 | U9 | T4 |  | 0
[12 empty] | V2 | U9 | T5 |  | 0
[12 empty] | V2 | U9 | T6 |  | 0
[12 empty] | V2 | U9 | T7 |  | 0
[12 empty] | V2 | U9 | T8 |  | 0
[12 empty] | V2 | U9 | T9 |  | 0
[12 empty] | V2 | U9 | T10 |  | 0
[12 empty] | V2 | U9 | T11 |  | 0
[12 empty] | V2 | U9 | T12 |  | 0
[12 empty] | V2 | U9 | T13 |  | 0
[12 empty] | V2 | U9 | T14 |  | 0
[12 empty] | V2 | U9 | T15 |  | 0
[12 empty] | V2 | U9 | T16 |  | 0
[12 empty] | V2 | U9 | T17 |  | 0
[12 empty] | V2 | U9 | T18 |  | 0
[12 empty] | V2 | U9 | T19 |  | 0
[12 empty] | V2 | U9 | T20 |  | 0
[12 empty] | V2 | U9 | T21 |  | 0
[12 empty] | V2 | U9 | T22 |  | 0
[12 empty] | V2 | U9 | T23 |  | 0
[12 empty] | V2 | U9 | T24 |  | 0
[12 empty] | V2 | U10 | T1 |  | 0
[12 empty] | V2 | U10 | T2 |  | 0
[12 empty] | V2 | U10 | T3 |  | 0
[12 empty] | V2 | U10 | T4 |  | 0
[12 empty] | V2 | U10 | T5 |  | 0
[12 empty] | V2 | U10 | T6 |  | 0
[12 empty] | V2 | U10 | T7 |  | 0
[12 empty] | V2 | U10 | T8 |  | 0
[12 empty] | V2 | U10 | T9 |  | 0
[12 empty] | V2 | U10 | T10 |  | 0
[12 empty] | V2 | U10 | T11 |  | 0
[12 empty] | V2 | U10 | T12 |  | 0
[12 empty] | V2 | U10 | T13 |  | 0
[12 empty] | V2 | U10 | T14 |  | 0
[12 empty] | V2 | U10 | T15 |  | 0
[12 empty] | V2 | U10 | T16 |  | 0
[12 empty] | V2 | U10 | T17 |  | 0
[12 empty] | V2 | U10 | T18 |  | 0
[12 empty] | V2 | U10 | T19 |  | 0
[12 empty] | V2 | U10 | T20 |  | 0
[12 empty] | V2 | U10 | T21 |  | 0
[12 empty] | V2 | U10 | T22 |  | 0
[12 empty] | V2 | U10 | T23 |  | 0
[12 empty] | V2 | U10 | T24 |  | 0

## IDM3
IDM3 results | Unit | Description | [6 empty] | IDM3 results | Unit | Description
Period | - | \\ Identification of period (T) | [6 empty] | Profit IDM [Euro] | [Euro] | \\ Total profit obtained in the IDM3
VPP ID | - | \\ Identification of VPP unit for indexing (U) | [6 empty] | Revenue IDM [Euro] | [Euro] | \\ Total revenue obtained in the IDM3
Traded Power IDM [MW] | [MW] | \\ Changes in traded power of VPP in the IDM3 session compared to IDM2 session | [6 empty] | Cost IDM [Euro] | [Euro] | \\ Total cost in the IDM3
Generation IDM [MW] | [MW] | \\ Power dispatch of unit u in time period t in IDM3 | [6 empty] | Operation cost IDM [Euro] | [Euro] | \\ Changes in operation cost in IDM3 compared to IDM2
Ess charge IDM [MW] | [MW] | \\ ESS charging power in IDM3 | [6 empty] | Robust cost IDM [Euro] | [Euro] | \\ Changes in IDM price robustness cost in IDM3 session compared to IDM2
Ess discharge IDM [MW] | [MW] | \\ ESS discharging power in IDM3 | [6 empty] | State IDM [-] | [Euro] | \\ Convergence status of optimization problem (1 for optimal solution)
Ess energy IDM [MW] | [MWh] | \\ ESS energy in IDM3 | [6 empty] | Time IDM [s] | [second] | Computational time of optimization problem
Commitment IDM [-] | [0/1] | \\ Commitment status of DRES and STH units in IDM3
Start Up IDM [-] | [0/1] | \\ DRES and STH started up condition in IDM3
Shut Down IDM [-] | [0/1] | \\ DRES and STH shutdown condition in IDM3
UP SR SRM [MW] | [MW] | \\ UP SR provided by units at time t for calls on condition v
Down SR SRM [MW] | [MW] | \\ Down SR provided by units at time t for calls on condition v
| Traded Power IDM [MW] |  |  |  | Generation IDM [MW] | Ess charge IDM [MW] | Ess discharge IDM [MW] | Ess energy IDM [MW] | Commitment IDM [-] | Start Up IDM [-] | Shut Down IDM [-] |  |  |  | UP SR SRM [MW] | Down SR SRM [MW] | Profit IDM [Euro] | 727.3413
T1 | 3.0793 |  | U3 | T1 | 21.63 | [6 empty] | V1 | U3 | T1 | 2.5 |  | Revenue IDM [Euro] | 2699.5215
T2 | 0.65296 |  | U3 | T2 | 5.94 | [6 empty] | V1 | U3 | T2 | 2.5 |  | Cost IDM [Euro] | 1972.1802
T3 | 0 |  | U3 | T3 | 20.59 | [6 empty] | V1 | U3 | T3 | 2.5 |  | Operation cost IDM [Euro] | 1023.0133
T4 | 0 |  | U3 | T4 | 19.97 | [6 empty] | V1 | U3 | T4 | 2.5 |  | Robust cost IDM [Euro] | 949.1669
T5 | -13.4188 |  | U3 | T5 | 7.68 | [6 empty] | V1 | U3 | T5 | 2.5 |  | State IDM [-] | 1
T6 | 2.8852 |  | U3 | T6 | 21.99 | [6 empty] | V1 | U3 | T6 | 2.5 |  | Time IDM [s] | 1.014
T7 | 3.2207 |  | U3 | T7 | 22.64 | [6 empty] | V1 | U3 | T7 | 2.5
T8 | 2.69 |  | U3 | T8 | 6.94 | [6 empty] | V1 | U3 | T8 | 2.5
T9 | 1.9497 |  | U3 | T9 | 7.12 | [6 empty] | V1 | U3 | T9 | 2.5
T10 | 11.0178 |  | U3 | T10 | 5 | [6 empty] | V1 | U3 | T10 | 2.5
T11 | 2.4982 |  | U3 | T11 | 5.02 | [6 empty] | V1 | U3 | T11 | 2.5
T12 | 3.132 |  | U3 | T12 | 2.18 | [6 empty] | V1 | U3 | T12 | 2.5
T13 | 3.3811 |  | U3 | T13 | 1.07 | [6 empty] | V1 | U3 | T13 | 2.5
T14 | 3.2109 |  | U3 | T14 | 2.01 | [6 empty] | V1 | U3 | T14 | 2.5
T15 | 2.1609 |  | U3 | T15 | 4.64 | [6 empty] | V1 | U3 | T15 | 2.5
T16 | 2.3167 |  | U3 | T16 | 19.54 | [6 empty] | V1 | U3 | T16 | 2.5
T17 | 2.3477 |  | U3 | T17 | 5.33 | [6 empty] | V1 | U3 | T17 | 2.5
T18 | 2.0584 |  | U3 | T18 | 20.94 | [6 empty] | V1 | U3 | T18 | 2.5
T19 | 16.55 |  | U3 | T19 | 22.52 | [6 empty] | V1 | U3 | T19 | 2.5
T20 | 2.409 |  | U3 | T20 | 27.68 | [6 empty] | V1 | U3 | T20 | 0
T21 | 0 |  | U3 | T21 | 24.39 | [6 empty] | V1 | U3 | T21 | 0
T22 | -3.3436e-07 |  | U3 | T22 | 23.87 | [6 empty] | V1 | U3 | T22 | 0
T23 | 1.12 |  | U3 | T23 | 7.21 | [6 empty] | V1 | U3 | T23 | 2.5
T24 | 0 |  | U3 | T24 | 18.47 | [6 empty] | V1 | U3 | T24 | 2.5
|  |  | U4 | T1 | 0 | [6 empty] | V1 | U4 | T1 | 0
|  |  | U4 | T2 | 0 | [6 empty] | V1 | U4 | T2 | 0
|  |  | U4 | T3 | 0 | [6 empty] | V1 | U4 | T3 | 0
|  |  | U4 | T4 | 0 | [6 empty] | V1 | U4 | T4 | 0
|  |  | U4 | T5 | 0 | [6 empty] | V1 | U4 | T5 | 0
|  |  | U4 | T6 | 0 | [6 empty] | V1 | U4 | T6 | 0
|  |  | U4 | T7 | 0 | [6 empty] | V1 | U4 | T7 | 0
|  |  | U4 | T8 | 1.13 | [6 empty] | V1 | U4 | T8 | 0
|  |  | U4 | T9 | 12.2 | [6 empty] | V1 | U4 | T9 | 0
|  |  | U4 | T10 | 27.9 | [6 empty] | V1 | U4 | T10 | 0
|  |  | U4 | T11 | 37.04 | [6 empty] | V1 | U4 | T11 | 0
|  |  | U4 | T12 | 32.69 | [6 empty] | V1 | U4 | T12 | 0
|  |  | U4 | T13 | 34.98 | [6 empty] | V1 | U4 | T13 | 0
|  |  | U4 | T14 | 43.19 | [6 empty] | V1 | U4 | T14 | 0
|  |  | U4 | T15 | 35.7 | [6 empty] | V1 | U4 | T15 | 0
|  |  | U4 | T16 | 31.55 | [6 empty] | V1 | U4 | T16 | 0
|  |  | U4 | T17 | 27.03 | [6 empty] | V1 | U4 | T17 | 0
|  |  | U4 | T18 | 19.36 | [6 empty] | V1 | U4 | T18 | 0
|  |  | U4 | T19 | 11.32 | [6 empty] | V1 | U4 | T19 | 0
|  |  | U4 | T20 | 0.92 | [6 empty] | V1 | U4 | T20 | 0
|  |  | U4 | T21 | 0 | [6 empty] | V1 | U4 | T21 | 0
|  |  | U4 | T22 | 0 | [6 empty] | V1 | U4 | T22 | 0
|  |  | U4 | T23 | 0 | [6 empty] | V1 | U4 | T23 | 0
|  |  | U4 | T24 | 0 | [6 empty] | V1 | U4 | T24 | 0
|  |  | U5 | T1 | 0 |  |  |  | 0 | 0 | 0 | V1 | U5 | T1 | 0
|  |  | U5 | T2 | 0 |  |  |  | 0 | 0 | 0 | V1 | U5 | T2 | 0
|  |  | U5 | T3 | 0 |  |  |  | 0 | 0 | 0 | V1 | U5 | T3 | 0
|  |  | U5 | T4 | 0 |  |  |  | 0 | 0 | 0 | V1 | U5 | T4 | 0
|  |  | U5 | T5 | 0 |  |  |  | 0 | 0 | 0 | V1 | U5 | T5 | 0
|  |  | U5 | T6 | 0 |  |  |  | 0 | 0 | 0 | V1 | U5 | T6 | 0
|  |  | U5 | T7 | 0 |  |  |  | 0 | 0 | 0 | V1 | U5 | T7 | 0
|  |  | U5 | T8 | 0 |  |  |  | 0 | 0 | 0 | V1 | U5 | T8 | 0
|  |  | U5 | T9 | 0 |  |  |  | 1 | 1 | 0 | V1 | U5 | T9 | 0
|  |  | U5 | T10 | 55.3 |  |  |  | 1 | 0 | 0 | V1 | U5 | T10 | 0
|  |  | U5 | T11 | 26.6 |  |  |  | 1 | 0 | 0 | V1 | U5 | T11 | 0
|  |  | U5 | T12 | 46.8384 |  |  |  | 1 | 0 | 0 | V1 | U5 | T12 | 0
|  |  | U5 | T13 | 55.3 |  |  |  | 1 | 0 | 0 | V1 | U5 | T13 | 0
|  |  | U5 | T14 | 44.0967 |  |  |  | 1 | 0 | 0 | V1 | U5 | T14 | 0
|  |  | U5 | T15 | 49.4245 |  |  |  | 1 | 0 | 0 | V1 | U5 | T15 | 0
|  |  | U5 | T16 | 37.1428 |  |  |  | 1 | 0 | 0 | V1 | U5 | T16 | 0
|  |  | U5 | T17 | 55.3 |  |  |  | 1 | 0 | 0 | V1 | U5 | T17 | 0
|  |  | U5 | T18 | 38.0837 |  |  |  | 1 | 0 | 0 | V1 | U5 | T18 | 0
|  |  | U5 | T19 | 55.3 |  |  |  | 1 | 0 | 0 | V1 | U5 | T19 | 0
|  |  | U5 | T20 | 45.05 |  |  |  | 1 | 0 | 0 | V1 | U5 | T20 | 0
|  |  | U5 | T21 | 45.05 |  |  |  | 1 | 0 | 0 | V1 | U5 | T21 | 0
|  |  | U5 | T22 | 45.05 |  |  |  | 1 | 0 | 0 | V1 | U5 | T22 | 0
|  |  | U5 | T23 | 45.05 |  |  |  | 1 | 0 | 0 | V1 | U5 | T23 | 0
|  |  | U5 | T24 | 45.05 |  |  |  | 1 | 0 | 0 | V1 | U5 | T24 | 0
|  |  | U6 | T1 | 40.3805 | [6 empty] | V1 | U6 | T1 | 4.038
|  |  | U6 | T2 | 38 | [6 empty] | V1 | U6 | T2 | 3.8
|  |  | U6 | T3 | 38 | [6 empty] | V1 | U6 | T3 | 3.8
|  |  | U6 | T4 | 38 | [6 empty] | V1 | U6 | T4 | 3.8
|  |  | U6 | T5 | 38 | [6 empty] | V1 | U6 | T5 | 3.8
|  |  | U6 | T6 | 38 | [6 empty] | V1 | U6 | T6 | 3.8
|  |  | U6 | T7 | 38 | [6 empty] | V1 | U6 | T7 | 3.8
|  |  | U6 | T8 | 116 | [6 empty] | V1 | U6 | T8 | 11.6
|  |  | U6 | T9 | 116 | [6 empty] | V1 | U6 | T9 | 11.6
|  |  | U6 | T10 | 74 | [6 empty] | V1 | U6 | T10 | 7.4
|  |  | U6 | T11 | 75.4509 | [6 empty] | V1 | U6 | T11 | 7.5451
|  |  | U6 | T12 | 74 | [6 empty] | V1 | U6 | T12 | 7.4
|  |  | U6 | T13 | 58 | [6 empty] | V1 | U6 | T13 | 5.8
|  |  | U6 | T14 | 58 | [6 empty] | V1 | U6 | T14 | 5.8
|  |  | U6 | T15 | 86 | [6 empty] | V1 | U6 | T15 | 8.6
|  |  | U6 | T16 | 93.0694 | [6 empty] | V1 | U6 | T16 | 9.3069
|  |  | U6 | T17 | 92.7555 | [6 empty] | V1 | U6 | T17 | 9.2756
|  |  | U6 | T18 | 80 | [6 empty] | V1 | U6 | T18 | 8
|  |  | U6 | T19 | 80 | [6 empty] | V1 | U6 | T19 | 8
|  |  | U6 | T20 | 79.3438 | [6 empty] | V1 | U6 | T20 | 7.3438
|  |  | U6 | T21 | 72 | [6 empty] | V1 | U6 | T21 | 0
|  |  | U6 | T22 | 81 | [6 empty] | V1 | U6 | T22 | 0
|  |  | U6 | T23 | 90 | [6 empty] | V1 | U6 | T23 | 9
|  |  | U6 | T24 | 90 | [6 empty] | V1 | U6 | T24 | 9
|  |  | U1 | T1 | 30.6598 |  |  |  | 1 | 1 | 0 | V1 | U1 | T1 | 9.962
|  |  | U1 | T2 | 43.2405 |  |  |  | 1 | 0 | 0 | V1 | U1 | T2 | 6.7595
|  |  | U1 | T3 | 39.8 |  |  |  | 1 | 0 | 0 | V1 | U1 | T3 | 10.2
|  |  | U1 | T4 | 44.17 |  |  |  | 1 | 0 | 0 | V1 | U1 | T4 | 5.83
|  |  | U1 | T5 | 41.8976 |  |  |  | 1 | 0 | 0 | V1 | U1 | T5 | 8.1024
|  |  | U1 | T6 | 38.8089 |  |  |  | 1 | 0 | 0 | V1 | U1 | T6 | 6.1788
|  |  | U1 | T7 | 26.7402 |  |  |  | 1 | 0 | 0 | V1 | U1 | T7 | 7.6515
|  |  | U1 | T8 | 49.309 |  |  |  | 1 | 0 | 0 | V1 | U1 | T8 | 0.69096
|  |  | U1 | T9 | 43.9709 |  |  |  | 1 | 0 | 0 | V1 | U1 | T9 | 2.4
|  |  | U1 | T10 | 43.4 |  |  |  | 1 | 0 | 0 | V1 | U1 | T10 | 6.6
|  |  | U1 | T11 | 26.5 |  |  |  | 1 | 0 | 0 | V1 | U1 | T11 | 6.4549
|  |  | U1 | T12 | 19.42 |  |  |  | 1 | 0 | 0 | V1 | U1 | T12 | 6.6
|  |  | U1 | T13 | 22.8456 |  |  |  | 1 | 0 | 0 | V1 | U1 | T13 | 8.2
|  |  | U1 | T14 | 21.19 |  |  |  | 1 | 0 | 0 | V1 | U1 | T14 | 8.2
|  |  | U1 | T15 | 17.9 |  |  |  | 1 | 0 | 0 | V1 | U1 | T15 | 5.4
|  |  | U1 | T16 | 26.5 |  |  |  | 1 | 0 | 0 | V1 | U1 | T16 | 4.6931
|  |  | U1 | T17 | 26.5 |  |  |  | 1 | 0 | 0 | V1 | U1 | T17 | 4.7244
|  |  | U1 | T18 | 18.5 |  |  |  | 1 | 0 | 0 | V1 | U1 | T18 | 6
|  |  | U1 | T19 | 44 |  |  |  | 1 | 0 | 0 | V1 | U1 | T19 | 6
|  |  | U1 | T20 | 50 |  |  |  | 1 | 0 | 0 | V1 | U1 | T20 | 0
|  |  | U1 | T21 | 50 |  |  |  | 1 | 0 | 0 | V1 | U1 | T21 | 0
|  |  | U1 | T22 | 50 |  |  |  | 1 | 0 | 0 | V1 | U1 | T22 | 0
|  |  | U1 | T23 | 45 |  |  |  | 1 | 0 | 0 | V1 | U1 | T23 | 5
|  |  | U1 | T24 | 45 |  |  |  | 1 | 0 | 0 | V1 | U1 | T24 | 5
|  |  | U2 | T1 | 2 |  |  |  | 1 | 1 | 0 | V1 | U2 | T1 | 5
|  |  | U2 | T2 | 2 |  |  |  | 1 | 0 | 0 | V1 | U2 | T2 | 5
|  |  | U2 | T3 | 2 |  |  |  | 1 | 0 | 0 | V1 | U2 | T3 | 5
|  |  | U2 | T4 | 2 |  |  |  | 1 | 0 | 0 | V1 | U2 | T4 | 5
|  |  | U2 | T5 | 2 |  |  |  | 1 | 0 | 0 | V1 | U2 | T5 | 5
|  |  | U2 | T6 | 2 |  |  |  | 1 | 0 | 0 | V1 | U2 | T6 | 5
|  |  | U2 | T7 | 2 |  |  |  | 1 | 0 | 0 | V1 | U2 | T7 | 5
|  |  | U2 | T8 | 2 |  |  |  | 1 | 0 | 0 | V1 | U2 | T8 | 5
|  |  | U2 | T9 | 2 |  |  |  | 1 | 0 | 0 | V1 | U2 | T9 | 5
|  |  | U2 | T10 | 2 |  |  |  | 1 | 0 | 0 | V1 | U2 | T10 | 5
|  |  | U2 | T11 | 2 |  |  |  | 1 | 0 | 0 | V1 | U2 | T11 | 5
|  |  | U2 | T12 | 2 |  |  |  | 1 | 0 | 0 | V1 | U2 | T12 | 5
|  |  | U2 | T13 | 2 |  |  |  | 1 | 0 | 0 | V1 | U2 | T13 | 5
|  |  | U2 | T14 | 2 |  |  |  | 1 | 0 | 0 | V1 | U2 | T14 | 5
|  |  | U2 | T15 | 2 |  |  |  | 1 | 0 | 0 | V1 | U2 | T15 | 5
|  |  | U2 | T16 | 2 |  |  |  | 1 | 0 | 0 | V1 | U2 | T16 | 5
|  |  | U2 | T17 | 2 |  |  |  | 1 | 0 | 0 | V1 | U2 | T17 | 5
|  |  | U2 | T18 | 2 |  |  |  | 1 | 0 | 0 | V1 | U2 | T18 | 5
|  |  | U2 | T19 | 2 |  |  |  | 1 | 0 | 0 | V1 | U2 | T19 | 5
|  |  | U2 | T20 | 5 |  |  |  | 1 | 0 | 0 | V1 | U2 | T20 | 5
|  |  | U2 | T21 | 2 |  |  |  | 1 | 0 | 0 | V1 | U2 | T21 | 4.0874
|  |  | U2 | T22 | 2 |  |  |  | 1 | 0 | 0 | V1 | U2 | T22 | 3
|  |  | U2 | T23 | 2 |  |  |  | 1 | 0 | 0 | V1 | U2 | T23 | 5
|  |  | U2 | T24 | 2 |  |  |  | 1 | 0 | 0 | V1 | U2 | T24 | 5
|  |  | U9 | T1 | 0 | 0 | 0 | 141.3789 |  |  |  | V1 | U9 | T1 | 0
|  |  | U9 | T2 | 0 | 0 | 0 | 141.3789 |  |  |  | V1 | U9 | T2 | 0
|  |  | U9 | T3 | 0 | 0 | 0 | 141.3789 |  |  |  | V1 | U9 | T3 | 0
|  |  | U9 | T4 | 0 | 0 | 0 | 141.3789 |  |  |  | V1 | U9 | T4 | 0
|  |  | U9 | T5 | 0 | 0 | 0 | 141.3789 |  |  |  | V1 | U9 | T5 | 0
|  |  | U9 | T6 | 0 | 0 | 0 | 141.3789 |  |  |  | V1 | U9 | T6 | 0
|  |  | U9 | T7 | 0 | 0 | 0 | 141.3789 |  |  |  | V1 | U9 | T7 | 0
|  |  | U9 | T8 | 0 | 0 | 0 | 141.3789 |  |  |  | V1 | U9 | T8 | 0
|  |  | U9 | T9 | 0 | 0 | 29.81 | 110 |  |  |  | V1 | U9 | T9 | 0
|  |  | U9 | T10 | 0 | 43.61 | 0 | 151.4295 |  |  |  | V1 | U9 | T10 | 0
|  |  | U9 | T11 | 0 | 139.65 | 0 | 284.097 |  |  |  | V1 | U9 | T11 | 0
|  |  | U9 | T12 | 0 | 121.218 | 0 | 399.2541 |  |  |  | V1 | U9 | T12 | 0
|  |  | U9 | T13 | 0 | 46.28 | 0 | 443.2201 |  |  |  | V1 | U9 | T13 | 0
|  |  | U9 | T14 | 0 | 97.9751 | 0 | 536.2964 |  |  |  | V1 | U9 | T14 | 0
|  |  | U9 | T15 | 0 | 53.8205 | 0 | 587.4258 |  |  |  | V1 | U9 | T15 | 0
|  |  | U9 | T16 | 0 | 125.9359 | 0 | 707.0649 |  |  |  | V1 | U9 | T16 | 0
|  |  | U9 | T17 | 0 | 40.14 | 0 | 745.1979 |  |  |  | V1 | U9 | T17 | 0
|  |  | U9 | T18 | 0 | 68.811 | 0 | 810.5684 |  |  |  | V1 | U9 | T18 | 0
|  |  | U9 | T19 | 0 | 0 | 60.73 | 746.6421 |  |  |  | V1 | U9 | T19 | 0
|  |  | U9 | T20 | 0 | 0 | 115 | 625.5895 |  |  |  | V1 | U9 | T20 | 0
|  |  | U9 | T21 | 0 | 0 | 115 | 504.5368 |  |  |  | V1 | U9 | T21 | 0
|  |  | U9 | T22 | 0 | 0 | 115 | 383.4842 |  |  |  | V1 | U9 | T22 | 0
|  |  | U9 | T23 | 0 | 0 | 115 | 262.4316 |  |  |  | V1 | U9 | T23 | 0
|  |  | U9 | T24 | 0 | 0 | 115 | 141.3789 |  |  |  | V1 | U9 | T24 | 0
|  |  | U10 | T1 | 0 | [6 empty] | V1 | U10 | T1 | 0
|  |  | U10 | T2 | 0 | [6 empty] | V1 | U10 | T2 | 0
|  |  | U10 | T3 | 0 | [6 empty] | V1 | U10 | T3 | 0
|  |  | U10 | T4 | 0 | [6 empty] | V1 | U10 | T4 | 0
|  |  | U10 | T5 | 0 | [6 empty] | V1 | U10 | T5 | 0
|  |  | U10 | T6 | 0 | [6 empty] | V1 | U10 | T6 | 0
|  |  | U10 | T7 | 0 | [6 empty] | V1 | U10 | T7 | 0
|  |  | U10 | T8 | 0 | [6 empty] | V1 | U10 | T8 | 0
|  |  | U10 | T9 | 0 | [6 empty] | V1 | U10 | T9 | 0
|  |  | U10 | T10 | 0 | [6 empty] | V1 | U10 | T10 | 0
|  |  | U10 | T11 | 0 | [6 empty] | V1 | U10 | T11 | 0
|  |  | U10 | T12 | 0 | [6 empty] | V1 | U10 | T12 | 0
|  |  | U10 | T13 | 0 | [6 empty] | V1 | U10 | T13 | 0
|  |  | U10 | T14 | 0 | [6 empty] | V1 | U10 | T14 | 0
|  |  | U10 | T15 | 0 | [6 empty] | V1 | U10 | T15 | 0
|  |  | U10 | T16 | 0 | [6 empty] | V1 | U10 | T16 | 0
|  |  | U10 | T17 | 0 | [6 empty] | V1 | U10 | T17 | 0
|  |  | U10 | T18 | 0 | [6 empty] | V1 | U10 | T18 | 0
|  |  | U10 | T19 | 0 | [6 empty] | V1 | U10 | T19 | 0
|  |  | U10 | T20 | 0 | [6 empty] | V1 | U10 | T20 | 0
|  |  | U10 | T21 | 0 | [6 empty] | V1 | U10 | T21 | 0
|  |  | U10 | T22 | 0 | [6 empty] | V1 | U10 | T22 | 0
|  |  | U10 | T23 | 0 | [6 empty] | V1 | U10 | T23 | 0
|  |  | U10 | T24 | 0 | [6 empty] | V1 | U10 | T24 | 0
[12 empty] | V2 | U3 | T1 |  | 2.5
[12 empty] | V2 | U3 | T2 |  | 2.5
[12 empty] | V2 | U3 | T3 |  | 0
[12 empty] | V2 | U3 | T4 |  | 2.5
[12 empty] | V2 | U3 | T5 |  | 2.5
[12 empty] | V2 | U3 | T6 |  | 2.5
[12 empty] | V2 | U3 | T7 |  | 2.5
[12 empty] | V2 | U3 | T8 |  | 2.5
[12 empty] | V2 | U3 | T9 |  | 2.5
[12 empty] | V2 | U3 | T10 |  | 2.5
[12 empty] | V2 | U3 | T11 |  | 2.5
[12 empty] | V2 | U3 | T12 |  | 2.18
[12 empty] | V2 | U3 | T13 |  | 1.07
[12 empty] | V2 | U3 | T14 |  | 2.01
[12 empty] | V2 | U3 | T15 |  | 2.5
[12 empty] | V2 | U3 | T16 |  | 2.5
[12 empty] | V2 | U3 | T17 |  | 2.5
[12 empty] | V2 | U3 | T18 |  | 2.5
[12 empty] | V2 | U3 | T19 |  | 2.5
[12 empty] | V2 | U3 | T20 |  | 2.5
[12 empty] | V2 | U3 | T21 |  | 2.5
[12 empty] | V2 | U3 | T22 |  | 2.5
[12 empty] | V2 | U3 | T23 |  | 2.5
[12 empty] | V2 | U3 | T24 |  | 2.5
[12 empty] | V2 | U4 | T1 |  | 0
[12 empty] | V2 | U4 | T2 |  | 0
[12 empty] | V2 | U4 | T3 |  | 0
[12 empty] | V2 | U4 | T4 |  | 0
[12 empty] | V2 | U4 | T5 |  | 0
[12 empty] | V2 | U4 | T6 |  | 0
[12 empty] | V2 | U4 | T7 |  | 0
[12 empty] | V2 | U4 | T8 |  | 1.13
[12 empty] | V2 | U4 | T9 |  | 2.5
[12 empty] | V2 | U4 | T10 |  | 2.5
[12 empty] | V2 | U4 | T11 |  | 2.5
[12 empty] | V2 | U4 | T12 |  | 2.5
[12 empty] | V2 | U4 | T13 |  | 2.5
[12 empty] | V2 | U4 | T14 |  | 2.5
[12 empty] | V2 | U4 | T15 |  | 2.5
[12 empty] | V2 | U4 | T16 |  | 2.5
[12 empty] | V2 | U4 | T17 |  | 2.5
[12 empty] | V2 | U4 | T18 |  | 2.5
[12 empty] | V2 | U4 | T19 |  | 2.5
[12 empty] | V2 | U4 | T20 |  | 0.92
[12 empty] | V2 | U4 | T21 |  | 0
[12 empty] | V2 | U4 | T22 |  | 0
[12 empty] | V2 | U4 | T23 |  | 0
[12 empty] | V2 | U4 | T24 |  | 0
[12 empty] | V2 | U5 | T1 |  | 0
[12 empty] | V2 | U5 | T2 |  | 0
[12 empty] | V2 | U5 | T3 |  | 0
[12 empty] | V2 | U5 | T4 |  | 0
[12 empty] | V2 | U5 | T5 |  | 0
[12 empty] | V2 | U5 | T6 |  | 0
[12 empty] | V2 | U5 | T7 |  | 0
[12 empty] | V2 | U5 | T8 |  | 0
[12 empty] | V2 | U5 | T9 |  | 0
[12 empty] | V2 | U5 | T10 |  | 0
[12 empty] | V2 | U5 | T11 |  | 0
[12 empty] | V2 | U5 | T12 |  | 0
[12 empty] | V2 | U5 | T13 |  | 0
[12 empty] | V2 | U5 | T14 |  | 0
[12 empty] | V2 | U5 | T15 |  | 0
[12 empty] | V2 | U5 | T16 |  | 0
[12 empty] | V2 | U5 | T17 |  | 0
[12 empty] | V2 | U5 | T18 |  | 0
[12 empty] | V2 | U5 | T19 |  | 0
[12 empty] | V2 | U5 | T20 |  | 0
[12 empty] | V2 | U5 | T21 |  | 0
[12 empty] | V2 | U5 | T22 |  | 0
[12 empty] | V2 | U5 | T23 |  | 0
[12 empty] | V2 | U5 | T24 |  | 0
[12 empty] | V2 | U6 | T1 |  | 0
[12 empty] | V2 | U6 | T2 |  | 3.8
[12 empty] | V2 | U6 | T3 |  | 0
[12 empty] | V2 | U6 | T4 |  | 3.8
[12 empty] | V2 | U6 | T5 |  | 3.8
[12 empty] | V2 | U6 | T6 |  | 3.8
[12 empty] | V2 | U6 | T7 |  | 2.2598
[12 empty] | V2 | U6 | T8 |  | 11.6
[12 empty] | V2 | U6 | T9 |  | 0
[12 empty] | V2 | U6 | T10 |  | 0
[12 empty] | V2 | U6 | T11 |  | 0
[12 empty] | V2 | U6 | T12 |  | 7.4
[12 empty] | V2 | U6 | T13 |  | 5.0844
[12 empty] | V2 | U6 | T14 |  | 5.8
[12 empty] | V2 | U6 | T15 |  | 8.6
[12 empty] | V2 | U6 | T16 |  | 0
[12 empty] | V2 | U6 | T17 |  | 0
[12 empty] | V2 | U6 | T18 |  | 8
[12 empty] | V2 | U6 | T19 |  | 0
[12 empty] | V2 | U6 | T20 |  | 7.9344
[12 empty] | V2 | U6 | T21 |  | 7.2
[12 empty] | V2 | U6 | T22 |  | 8.1
[12 empty] | V2 | U6 | T23 |  | 9
[12 empty] | V2 | U6 | T24 |  | 9
[12 empty] | V2 | U1 | T1 |  | 19
[12 empty] | V2 | U1 | T2 |  | 15.2
[12 empty] | V2 | U1 | T3 |  | 21.5
[12 empty] | V2 | U1 | T4 |  | 15.2
[12 empty] | V2 | U1 | T5 |  | 15.2
[12 empty] | V2 | U1 | T6 |  | 15.2
[12 empty] | V2 | U1 | T7 |  | 16.7402
[12 empty] | V2 | U1 | T8 |  | 6.27
[12 empty] | V2 | U1 | T9 |  | 16.5
[12 empty] | V2 | U1 | T10 |  | 16.5
[12 empty] | V2 | U1 | T11 |  | 16.5
[12 empty] | V2 | U1 | T12 |  | 9.42
[12 empty] | V2 | U1 | T13 |  | 12.8456
[12 empty] | V2 | U1 | T14 |  | 11.19
[12 empty] | V2 | U1 | T15 |  | 7.9
[12 empty] | V2 | U1 | T16 |  | 16.5
[12 empty] | V2 | U1 | T17 |  | 16.5
[12 empty] | V2 | U1 | T18 |  | 8.5
[12 empty] | V2 | U1 | T19 |  | 16.5
[12 empty] | V2 | U1 | T20 |  | 10.1456
[12 empty] | V2 | U1 | T21 |  | 11.8
[12 empty] | V2 | U1 | T22 |  | 10.9
[12 empty] | V2 | U1 | T23 |  | 10
[12 empty] | V2 | U1 | T24 |  | 10
[12 empty] | V2 | U2 | T1 |  | 0
[12 empty] | V2 | U2 | T2 |  | 0
[12 empty] | V2 | U2 | T3 |  | 0
[12 empty] | V2 | U2 | T4 |  | 0
[12 empty] | V2 | U2 | T5 |  | 0
[12 empty] | V2 | U2 | T6 |  | 0
[12 empty] | V2 | U2 | T7 |  | 0
[12 empty] | V2 | U2 | T8 |  | 0
[12 empty] | V2 | U2 | T9 |  | 0
[12 empty] | V2 | U2 | T10 |  | 0
[12 empty] | V2 | U2 | T11 |  | 0
[12 empty] | V2 | U2 | T12 |  | 0
[12 empty] | V2 | U2 | T13 |  | 0
[12 empty] | V2 | U2 | T14 |  | 0
[12 empty] | V2 | U2 | T15 |  | 0
[12 empty] | V2 | U2 | T16 |  | 0
[12 empty] | V2 | U2 | T17 |  | 0
[12 empty] | V2 | U2 | T18 |  | 0
[12 empty] | V2 | U2 | T19 |  | 0
[12 empty] | V2 | U2 | T20 |  | 0
[12 empty] | V2 | U2 | T21 |  | 0
[12 empty] | V2 | U2 | T22 |  | 0
[12 empty] | V2 | U2 | T23 |  | 0
[12 empty] | V2 | U2 | T24 |  | 0
[12 empty] | V2 | U9 | T1 |  | 0
[12 empty] | V2 | U9 | T2 |  | 0
[12 empty] | V2 | U9 | T3 |  | 0
[12 empty] | V2 | U9 | T4 |  | 0
[12 empty] | V2 | U9 | T5 |  | 0
[12 empty] | V2 | U9 | T6 |  | 0
[12 empty] | V2 | U9 | T7 |  | 0
[12 empty] | V2 | U9 | T8 |  | 0
[12 empty] | V2 | U9 | T9 |  | 0
[12 empty] | V2 | U9 | T10 |  | 0
[12 empty] | V2 | U9 | T11 |  | 0
[12 empty] | V2 | U9 | T12 |  | 0
[12 empty] | V2 | U9 | T13 |  | 0
[12 empty] | V2 | U9 | T14 |  | 0
[12 empty] | V2 | U9 | T15 |  | 0
[12 empty] | V2 | U9 | T16 |  | 0
[12 empty] | V2 | U9 | T17 |  | 0
[12 empty] | V2 | U9 | T18 |  | 0
[12 empty] | V2 | U9 | T19 |  | 0
[12 empty] | V2 | U9 | T20 |  | 0
[12 empty] | V2 | U9 | T21 |  | 0
[12 empty] | V2 | U9 | T22 |  | 0
[12 empty] | V2 | U9 | T23 |  | 0
[12 empty] | V2 | U9 | T24 |  | 0
[12 empty] | V2 | U10 | T1 |  | 0
[12 empty] | V2 | U10 | T2 |  | 0
[12 empty] | V2 | U10 | T3 |  | 0
[12 empty] | V2 | U10 | T4 |  | 0
[12 empty] | V2 | U10 | T5 |  | 0
[12 empty] | V2 | U10 | T6 |  | 0
[12 empty] | V2 | U10 | T7 |  | 0
[12 empty] | V2 | U10 | T8 |  | 0
[12 empty] | V2 | U10 | T9 |  | 0
[12 empty] | V2 | U10 | T10 |  | 0
[12 empty] | V2 | U10 | T11 |  | 0
[12 empty] | V2 | U10 | T12 |  | 0
[12 empty] | V2 | U10 | T13 |  | 0
[12 empty] | V2 | U10 | T14 |  | 0
[12 empty] | V2 | U10 | T15 |  | 0
[12 empty] | V2 | U10 | T16 |  | 0
[12 empty] | V2 | U10 | T17 |  | 0
[12 empty] | V2 | U10 | T18 |  | 0
[12 empty] | V2 | U10 | T19 |  | 0
[12 empty] | V2 | U10 | T20 |  | 0
[12 empty] | V2 | U10 | T21 |  | 0
[12 empty] | V2 | U10 | T22 |  | 0
[12 empty] | V2 | U10 | T23 |  | 0
[12 empty] | V2 | U10 | T24 |  | 0

## IDM4
IDM4 results | Unit | Description | [6 empty] | IDM4 results | Unit | Description
Period | - | \\ Identification of period (T) | [6 empty] | Profit IDM [Euro] | [Euro] | \\ Total profit obtained in the IDM4
VPP ID | - | \\ Identification of VPP unit for indexing (U) | [6 empty] | Revenue IDM [Euro] | [Euro] | \\ Total revenue obtained in the IDM4
Traded Power IDM [MW] | [MW] | \\ Changes in traded power of VPP in the IDM4 session compared to IDM3 session | [6 empty] | Cost IDM [Euro] | [Euro] | \\ Total cost in the IDM4
Generation IDM [MW] | [MW] | \\ Power dispatch of unit u in time period t in IDM4 | [6 empty] | Operation cost IDM [Euro] | [Euro] | \\ Changes in operation cost in IDM4 compared to IDM3
Ess charge IDM [MW] | [MW] | \\ ESS charging power in IDM4 | [6 empty] | Robust cost IDM [Euro] | [Euro] | \\ Changes in IDM price robustness cost in IDM4 session compared to IDM3
Ess discharge IDM [MW] | [MW] | \\ ESS discharging power in IDM4 | [6 empty] | State IDM [-] | [Euro] | \\ Convergence status of optimization problem (1 for optimal solution)
Ess energy IDM [MW] | [MWh] | \\ ESS energy in IDM4 | [6 empty] | Time IDM [s] | [second] | Computational time of optimization problem
Commitment IDM [-] | [0/1] | \\ Commitment status of DRES and STH units in IDM4
Start Up IDM [-] | [0/1] | \\ DRES and STH started up condition in IDM4
Shut Down IDM [-] | [0/1] | \\ DRES and STH shutdown condition in IDM4
UP SR SRM [MW] | [MW] | \\ UP SR provided by units at time t for calls on condition v
Down SR SRM [MW] | [MW] | \\ Down SR provided by units at time t for calls on condition v
| Traded Power IDM [MW] |  |  |  | Generation IDM [MW] | Ess charge IDM [MW] | Ess discharge IDM [MW] | Ess energy IDM [MW] | Commitment IDM [-] | Start Up IDM [-] | Shut Down IDM [-] |  |  |  | UP SR SRM [MW] | Down SR SRM [MW] | Profit IDM [Euro] | 1029.4215
T1 | 0 |  | U3 | T1 | 21.63 | [6 empty] | V1 | U3 | T1 | 0 |  | Revenue IDM [Euro] | 3306.3188
T2 | 0 |  | U3 | T2 | 5.94 | [6 empty] | V1 | U3 | T2 | 0 |  | Cost IDM [Euro] | 2276.8973
T3 | 0 |  | U3 | T3 | 20.59 | [6 empty] | V1 | U3 | T3 | 0 |  | Operation cost IDM [Euro] | 1177.1473
T4 | 0 |  | U3 | T4 | 19.97 | [6 empty] | V1 | U3 | T4 | 0 |  | Robust cost IDM [Euro] | 1099.75
T5 | 4.6581 |  | U3 | T5 | 21.82 | [6 empty] | V1 | U3 | T5 | 2.5 |  | State IDM [-] | 1
T6 | 4.7404 |  | U3 | T6 | 21.99 | [6 empty] | V1 | U3 | T6 | 2.5 |  | Time IDM [s] | 0.417
T7 | 7.1649 |  | U3 | T7 | 22.64 | [6 empty] | V1 | U3 | T7 | 2.5
T8 | 1.73 |  | U3 | T8 | 8.67 | [6 empty] | V1 | U3 | T8 | 2.5
T9 | 6.2837 |  | U3 | T9 | 9.72 | [6 empty] | V1 | U3 | T9 | 2.5
T10 | 4.43 |  | U3 | T10 | 9.43 | [6 empty] | V1 | U3 | T10 | 2.5
T11 | 23.7303 |  | U3 | T11 | 7.15 | [6 empty] | V1 | U3 | T11 | 2.5
T12 | 5.8435 |  | U3 | T12 | 6.76 | [6 empty] | V1 | U3 | T12 | 2.5
T13 | 5.7188 |  | U3 | T13 | 3.47 | [6 empty] | V1 | U3 | T13 | 2.5
T14 | 6.9655 |  | U3 | T14 | 4.76 | [6 empty] | V1 | U3 | T14 | 2.5
T15 | 6.1297 |  | U3 | T15 | 18.72 | [6 empty] | V1 | U3 | T15 | 2.5
T16 | 5.229 |  | U3 | T16 | 19.54 | [6 empty] | V1 | U3 | T16 | 2.5
T17 | 4.0566 |  | U3 | T17 | 7.6 | [6 empty] | V1 | U3 | T17 | 2.5
T18 | 3.3732 |  | U3 | T18 | 20.94 | [6 empty] | V1 | U3 | T18 | 2.5
T19 | -12.94 |  | U3 | T19 | 9.58 | [6 empty] | V1 | U3 | T19 | 2.5
T20 | -3 |  | U3 | T20 | 27.68 | [6 empty] | V1 | U3 | T20 | 0
T21 | 0 |  | U3 | T21 | 24.39 | [6 empty] | V1 | U3 | T21 | 0
T22 | 0 |  | U3 | T22 | 23.87 | [6 empty] | V1 | U3 | T22 | 0
T23 | 0.28 |  | U3 | T23 | 7.49 | [6 empty] | V1 | U3 | T23 | 2.5
T24 | 0 |  | U3 | T24 | 18.47 | [6 empty] | V1 | U3 | T24 | 2.5
|  |  | U4 | T1 | 0 | [6 empty] | V1 | U4 | T1 | 0
|  |  | U4 | T2 | 0 | [6 empty] | V1 | U4 | T2 | 0
|  |  | U4 | T3 | 0 | [6 empty] | V1 | U4 | T3 | 0
|  |  | U4 | T4 | 0 | [6 empty] | V1 | U4 | T4 | 0
|  |  | U4 | T5 | 0 | [6 empty] | V1 | U4 | T5 | 0
|  |  | U4 | T6 | 0 | [6 empty] | V1 | U4 | T6 | 0
|  |  | U4 | T7 | 0 | [6 empty] | V1 | U4 | T7 | 0
|  |  | U4 | T8 | 1.13 | [6 empty] | V1 | U4 | T8 | 0
|  |  | U4 | T9 | 12.2 | [6 empty] | V1 | U4 | T9 | 0
|  |  | U4 | T10 | 27.9 | [6 empty] | V1 | U4 | T10 | 0
|  |  | U4 | T11 | 31.65 | [6 empty] | V1 | U4 | T11 | 0
|  |  | U4 | T12 | 35.56 | [6 empty] | V1 | U4 | T12 | 0
|  |  | U4 | T13 | 42.6 | [6 empty] | V1 | U4 | T13 | 0
|  |  | U4 | T14 | 43.19 | [6 empty] | V1 | U4 | T14 | 0
|  |  | U4 | T15 | 36.5 | [6 empty] | V1 | U4 | T15 | 0
|  |  | U4 | T16 | 33.36 | [6 empty] | V1 | U4 | T16 | 0
|  |  | U4 | T17 | 29.7 | [6 empty] | V1 | U4 | T17 | 0
|  |  | U4 | T18 | 21.86 | [6 empty] | V1 | U4 | T18 | 0
|  |  | U4 | T19 | 11.32 | [6 empty] | V1 | U4 | T19 | 0
|  |  | U4 | T20 | 0.92 | [6 empty] | V1 | U4 | T20 | 0
|  |  | U4 | T21 | 0 | [6 empty] | V1 | U4 | T21 | 0
|  |  | U4 | T22 | 0 | [6 empty] | V1 | U4 | T22 | 0
|  |  | U4 | T23 | 0 | [6 empty] | V1 | U4 | T23 | 0
|  |  | U4 | T24 | 0 | [6 empty] | V1 | U4 | T24 | 0
|  |  | U5 | T1 | 0 |  |  |  | 0 | 0 | 0 | V1 | U5 | T1 | 0
|  |  | U5 | T2 | 0 |  |  |  | 0 | 0 | 0 | V1 | U5 | T2 | 0
|  |  | U5 | T3 | 0 |  |  |  | 0 | 0 | 0 | V1 | U5 | T3 | 0
|  |  | U5 | T4 | 0 |  |  |  | 0 | 0 | 0 | V1 | U5 | T4 | 0
|  |  | U5 | T5 | 0 |  |  |  | 0 | 0 | 0 | V1 | U5 | T5 | 0
|  |  | U5 | T6 | 0 |  |  |  | 0 | 0 | 0 | V1 | U5 | T6 | 0
|  |  | U5 | T7 | 0 |  |  |  | 0 | 0 | 0 | V1 | U5 | T7 | 0
|  |  | U5 | T8 | 0 |  |  |  | 0 | 0 | 0 | V1 | U5 | T8 | 0
|  |  | U5 | T9 | 0 |  |  |  | 1 | 1 | 0 | V1 | U5 | T9 | 0
|  |  | U5 | T10 | 55.3 |  |  |  | 1 | 0 | 0 | V1 | U5 | T10 | 0
|  |  | U5 | T11 | 55.3 |  |  |  | 1 | 0 | 0 | V1 | U5 | T11 | 0
|  |  | U5 | T12 | 45.4488 |  |  |  | 1 | 0 | 0 | V1 | U5 | T12 | 0
|  |  | U5 | T13 | 53.0281 |  |  |  | 1 | 0 | 0 | V1 | U5 | T13 | 0
|  |  | U5 | T14 | 48.7961 |  |  |  | 1 | 0 | 0 | V1 | U5 | T14 | 0
|  |  | U5 | T15 | 40.6115 |  |  |  | 1 | 0 | 0 | V1 | U5 | T15 | 0
|  |  | U5 | T16 | 41.4678 |  |  |  | 1 | 0 | 0 | V1 | U5 | T16 | 0
|  |  | U5 | T17 | 55.3 |  |  |  | 1 | 0 | 0 | V1 | U5 | T17 | 0
|  |  | U5 | T18 | 38.8978 |  |  |  | 1 | 0 | 0 | V1 | U5 | T18 | 0
|  |  | U5 | T19 | 55.3 |  |  |  | 1 | 0 | 0 | V1 | U5 | T19 | 0
|  |  | U5 | T20 | 45.05 |  |  |  | 1 | 0 | 0 | V1 | U5 | T20 | 0
|  |  | U5 | T21 | 45.05 |  |  |  | 1 | 0 | 0 | V1 | U5 | T21 | 0
|  |  | U5 | T22 | 45.05 |  |  |  | 1 | 0 | 0 | V1 | U5 | T22 | 0
|  |  | U5 | T23 | 45.05 |  |  |  | 1 | 0 | 0 | V1 | U5 | T23 | 0
|  |  | U5 | T24 | 45.05 |  |  |  | 1 | 0 | 0 | V1 | U5 | T24 | 0
|  |  | U6 | T1 | 38 | [6 empty] | V1 | U6 | T1 | 0
|  |  | U6 | T2 | 38 | [6 empty] | V1 | U6 | T2 | 0
|  |  | U6 | T3 | 38 | [6 empty] | V1 | U6 | T3 | 0
|  |  | U6 | T4 | 38 | [6 empty] | V1 | U6 | T4 | 0
|  |  | U6 | T5 | 38 | [6 empty] | V1 | U6 | T5 | 3.8
|  |  | U6 | T6 | 38 | [6 empty] | V1 | U6 | T6 | 3.8
|  |  | U6 | T7 | 38 | [6 empty] | V1 | U6 | T7 | 3.8
|  |  | U6 | T8 | 116 | [6 empty] | V1 | U6 | T8 | 11.6
|  |  | U6 | T9 | 116 | [6 empty] | V1 | U6 | T9 | 11.6
|  |  | U6 | T10 | 74 | [6 empty] | V1 | U6 | T10 | 7.4
|  |  | U6 | T11 | 74 | [6 empty] | V1 | U6 | T11 | 7.4
|  |  | U6 | T12 | 74 | [6 empty] | V1 | U6 | T12 | 7.4
|  |  | U6 | T13 | 58 | [6 empty] | V1 | U6 | T13 | 5.8
|  |  | U6 | T14 | 63.8 | [6 empty] | V1 | U6 | T14 | 6.38
|  |  | U6 | T15 | 90.1689 | [6 empty] | V1 | U6 | T15 | 9.0169
|  |  | U6 | T16 | 86 | [6 empty] | V1 | U6 | T16 | 8.6
|  |  | U6 | T17 | 94.6 | [6 empty] | V1 | U6 | T17 | 9.46
|  |  | U6 | T18 | 80 | [6 empty] | V1 | U6 | T18 | 8
|  |  | U6 | T19 | 80 | [6 empty] | V1 | U6 | T19 | 8
|  |  | U6 | T20 | 75.8598 | [6 empty] | V1 | U6 | T20 | 3.8598
|  |  | U6 | T21 | 74.5713 | [6 empty] | V1 | U6 | T21 | 2.5713
|  |  | U6 | T22 | 81 | [6 empty] | V1 | U6 | T22 | 0
|  |  | U6 | T23 | 90 | [6 empty] | V1 | U6 | T23 | 9
|  |  | U6 | T24 | 90 | [6 empty] | V1 | U6 | T24 | 9
|  |  | U1 | T1 | 28.1972 |  |  |  | 1 | 0 | 0 | V1 | U1 | T1 | 0
|  |  | U1 | T2 | 43.2405 |  |  |  | 1 | 0 | 0 | V1 | U1 | T2 | 0
|  |  | U1 | T3 | 39.8 |  |  |  | 1 | 0 | 0 | V1 | U1 | T3 | 0
|  |  | U1 | T4 | 44.17 |  |  |  | 1 | 0 | 0 | V1 | U1 | T4 | 0
|  |  | U1 | T5 | 32.4157 |  |  |  | 1 | 0 | 0 | V1 | U1 | T5 | 8.1024
|  |  | U1 | T6 | 43.4695 |  |  |  | 1 | 0 | 0 | V1 | U1 | T6 | 6.1788
|  |  | U1 | T7 | 33.8741 |  |  |  | 1 | 0 | 0 | V1 | U1 | T7 | 7.6515
|  |  | U1 | T8 | 49.309 |  |  |  | 1 | 0 | 0 | V1 | U1 | T8 | 0.69096
|  |  | U1 | T9 | 47.6 |  |  |  | 1 | 0 | 0 | V1 | U1 | T9 | 2.4
|  |  | U1 | T10 | 43.4 |  |  |  | 1 | 0 | 0 | V1 | U1 | T10 | 6.6
|  |  | U1 | T11 | 23.2625 |  |  |  | 1 | 0 | 0 | V1 | U1 | T11 | 6.6
|  |  | U1 | T12 | 19.1 |  |  |  | 1 | 0 | 0 | V1 | U1 | T12 | 6.6
|  |  | U1 | T13 | 20.7 |  |  |  | 1 | 0 | 0 | V1 | U1 | T13 | 8.2
|  |  | U1 | T14 | 26.5 |  |  |  | 1 | 0 | 0 | V1 | U1 | T14 | 7.62
|  |  | U1 | T15 | 22.0689 |  |  |  | 1 | 0 | 0 | V1 | U1 | T15 | 4.9831
|  |  | U1 | T16 | 18.4485 |  |  |  | 1 | 0 | 0 | V1 | U1 | T16 | 5.4
|  |  | U1 | T17 | 27.3879 |  |  |  | 1 | 0 | 0 | V1 | U1 | T17 | 4.54
|  |  | U1 | T18 | 18.5 |  |  |  | 1 | 0 | 0 | V1 | U1 | T18 | 6
|  |  | U1 | T19 | 44 |  |  |  | 1 | 0 | 0 | V1 | U1 | T19 | 6
|  |  | U1 | T20 | 50 |  |  |  | 1 | 0 | 0 | V1 | U1 | T20 | 0
|  |  | U1 | T21 | 50 |  |  |  | 1 | 0 | 0 | V1 | U1 | T21 | 0
|  |  | U1 | T22 | 50 |  |  |  | 1 | 0 | 0 | V1 | U1 | T22 | 0
|  |  | U1 | T23 | 45 |  |  |  | 1 | 0 | 0 | V1 | U1 | T23 | 5
|  |  | U1 | T24 | 45 |  |  |  | 1 | 0 | 0 | V1 | U1 | T24 | 5
|  |  | U2 | T1 | 2 |  |  |  | 1 | 0 | 0 | V1 | U2 | T1 | 0
|  |  | U2 | T2 | 2 |  |  |  | 1 | 0 | 0 | V1 | U2 | T2 | 0
|  |  | U2 | T3 | 2 |  |  |  | 1 | 0 | 0 | V1 | U2 | T3 | 0
|  |  | U2 | T4 | 2 |  |  |  | 1 | 0 | 0 | V1 | U2 | T4 | 0
|  |  | U2 | T5 | 2 |  |  |  | 1 | 0 | 0 | V1 | U2 | T5 | 5
|  |  | U2 | T6 | 2 |  |  |  | 1 | 0 | 0 | V1 | U2 | T6 | 5
|  |  | U2 | T7 | 2 |  |  |  | 1 | 0 | 0 | V1 | U2 | T7 | 5
|  |  | U2 | T8 | 2 |  |  |  | 1 | 0 | 0 | V1 | U2 | T8 | 5
|  |  | U2 | T9 | 2 |  |  |  | 1 | 0 | 0 | V1 | U2 | T9 | 5
|  |  | U2 | T10 | 2 |  |  |  | 1 | 0 | 0 | V1 | U2 | T10 | 5
|  |  | U2 | T11 | 2 |  |  |  | 1 | 0 | 0 | V1 | U2 | T11 | 5
|  |  | U2 | T12 | 2 |  |  |  | 1 | 0 | 0 | V1 | U2 | T12 | 5
|  |  | U2 | T13 | 2 |  |  |  | 1 | 0 | 0 | V1 | U2 | T13 | 5
|  |  | U2 | T14 | 2 |  |  |  | 1 | 0 | 0 | V1 | U2 | T14 | 5
|  |  | U2 | T15 | 2 |  |  |  | 1 | 0 | 0 | V1 | U2 | T15 | 5
|  |  | U2 | T16 | 2 |  |  |  | 1 | 0 | 0 | V1 | U2 | T16 | 5
|  |  | U2 | T17 | 2 |  |  |  | 1 | 0 | 0 | V1 | U2 | T17 | 5
|  |  | U2 | T18 | 2 |  |  |  | 1 | 0 | 0 | V1 | U2 | T18 | 5
|  |  | U2 | T19 | 2 |  |  |  | 1 | 0 | 0 | V1 | U2 | T19 | 5
|  |  | U2 | T20 | 2 |  |  |  | 1 | 0 | 0 | V1 | U2 | T20 | 5
|  |  | U2 | T21 | 2 |  |  |  | 1 | 0 | 0 | V1 | U2 | T21 | 5
|  |  | U2 | T22 | 2 |  |  |  | 1 | 0 | 0 | V1 | U2 | T22 | 3
|  |  | U2 | T23 | 2 |  |  |  | 1 | 0 | 0 | V1 | U2 | T23 | 5
|  |  | U2 | T24 | 2 |  |  |  | 1 | 0 | 0 | V1 | U2 | T24 | 5
|  |  | U9 | T1 | 0 | 0 | 0 | 0 |  |  |  | V1 | U9 | T1 | 0
|  |  | U9 | T2 | 0 | 0 | 0 | 0 |  |  |  | V1 | U9 | T2 | 0
|  |  | U9 | T3 | 0 | 0 | 0 | 0 |  |  |  | V1 | U9 | T3 | 0
|  |  | U9 | T4 | 0 | 0 | 0 | 0 |  |  |  | V1 | U9 | T4 | 0
|  |  | U9 | T5 | 0 | 0 | 0 | 141.3789 |  |  |  | V1 | U9 | T5 | 0
|  |  | U9 | T6 | 0 | 0 | 0 | 141.3789 |  |  |  | V1 | U9 | T6 | 0
|  |  | U9 | T7 | 0 | 0 | 0 | 141.3789 |  |  |  | V1 | U9 | T7 | 0
|  |  | U9 | T8 | 0 | 0 | 0 | 141.3789 |  |  |  | V1 | U9 | T8 | 0
|  |  | U9 | T9 | 0 | 0 | 29.81 | 110 |  |  |  | V1 | U9 | T9 | 0
|  |  | U9 | T10 | 0 | 46.63 | 0 | 154.2985 |  |  |  | V1 | U9 | T10 | 0
|  |  | U9 | T11 | 0 | 75.14 | 0 | 225.6815 |  |  |  | V1 | U9 | T11 | 0
|  |  | U9 | T12 | 0 | 124.6074 | 0 | 344.0585 |  |  |  | V1 | U9 | T12 | 0
|  |  | U9 | T13 | 0 | 52.9612 | 0 | 394.3717 |  |  |  | V1 | U9 | T13 | 0
|  |  | U9 | T14 | 0 | 86.5131 | 0 | 476.5591 |  |  |  | V1 | U9 | T14 | 0
|  |  | U9 | T15 | 0 | 113.2056 | 0 | 584.1045 |  |  |  | V1 | U9 | T15 | 0
|  |  | U9 | T16 | 0 | 84.4272 | 0 | 664.3103 |  |  |  | V1 | U9 | T16 | 0
|  |  | U9 | T17 | 0 | 43.29 | 0 | 705.4358 |  |  |  | V1 | U9 | T17 | 0
|  |  | U9 | T18 | 0 | 77.6355 | 0 | 779.1895 |  |  |  | V1 | U9 | T18 | 0
|  |  | U9 | T19 | 0 | 0 | 60.73 | 715.2632 |  |  |  | V1 | U9 | T19 | 0
|  |  | U9 | T20 | 0 | 0 | 115 | 594.2105 |  |  |  | V1 | U9 | T20 | 0
|  |  | U9 | T21 | 0 | 0 | 115 | 473.1579 |  |  |  | V1 | U9 | T21 | 0
|  |  | U9 | T22 | 0 | 0 | 115 | 352.1053 |  |  |  | V1 | U9 | T22 | 0
|  |  | U9 | T23 | 0 | 0 | 115 | 231.0526 |  |  |  | V1 | U9 | T23 | 0
|  |  | U9 | T24 | 0 | 0 | 115 | 110 |  |  |  | V1 | U9 | T24 | 0
|  |  | U10 | T1 | 0 | [6 empty] | V1 | U10 | T1 | 0
|  |  | U10 | T2 | 0 | [6 empty] | V1 | U10 | T2 | 0
|  |  | U10 | T3 | 0 | [6 empty] | V1 | U10 | T3 | 0
|  |  | U10 | T4 | 0 | [6 empty] | V1 | U10 | T4 | 0
|  |  | U10 | T5 | 0 | [6 empty] | V1 | U10 | T5 | 0
|  |  | U10 | T6 | 0 | [6 empty] | V1 | U10 | T6 | 0
|  |  | U10 | T7 | 0 | [6 empty] | V1 | U10 | T7 | 0
|  |  | U10 | T8 | 0 | [6 empty] | V1 | U10 | T8 | 0
|  |  | U10 | T9 | 0 | [6 empty] | V1 | U10 | T9 | 0
|  |  | U10 | T10 | 0 | [6 empty] | V1 | U10 | T10 | 0
|  |  | U10 | T11 | 0 | [6 empty] | V1 | U10 | T11 | 0
|  |  | U10 | T12 | 0 | [6 empty] | V1 | U10 | T12 | 0
|  |  | U10 | T13 | 0 | [6 empty] | V1 | U10 | T13 | 0
|  |  | U10 | T14 | 0 | [6 empty] | V1 | U10 | T14 | 0
|  |  | U10 | T15 | 0 | [6 empty] | V1 | U10 | T15 | 0
|  |  | U10 | T16 | 0 | [6 empty] | V1 | U10 | T16 | 0
|  |  | U10 | T17 | 0 | [6 empty] | V1 | U10 | T17 | 0
|  |  | U10 | T18 | 0 | [6 empty] | V1 | U10 | T18 | 0
|  |  | U10 | T19 | 0 | [6 empty] | V1 | U10 | T19 | 0
|  |  | U10 | T20 | 0 | [6 empty] | V1 | U10 | T20 | 0
|  |  | U10 | T21 | 0 | [6 empty] | V1 | U10 | T21 | 0
|  |  | U10 | T22 | 0 | [6 empty] | V1 | U10 | T22 | 0
|  |  | U10 | T23 | 0 | [6 empty] | V1 | U10 | T23 | 0
|  |  | U10 | T24 | 0 | [6 empty] | V1 | U10 | T24 | 0
[12 empty] | V2 | U3 | T1 |  | 0
[12 empty] | V2 | U3 | T2 |  | 0
[12 empty] | V2 | U3 | T3 |  | 0
[12 empty] | V2 | U3 | T4 |  | 0
[12 empty] | V2 | U3 | T5 |  | 2.5
[12 empty] | V2 | U3 | T6 |  | 2.5
[12 empty] | V2 | U3 | T7 |  | 2.5
[12 empty] | V2 | U3 | T8 |  | 2.5
[12 empty] | V2 | U3 | T9 |  | 2.5
[12 empty] | V2 | U3 | T10 |  | 2.5
[12 empty] | V2 | U3 | T11 |  | 2.5
[12 empty] | V2 | U3 | T12 |  | 2.5
[12 empty] | V2 | U3 | T13 |  | 2.5
[12 empty] | V2 | U3 | T14 |  | 2.5
[12 empty] | V2 | U3 | T15 |  | 2.5
[12 empty] | V2 | U3 | T16 |  | 2.5
[12 empty] | V2 | U3 | T17 |  | 2.5
[12 empty] | V2 | U3 | T18 |  | 2.5
[12 empty] | V2 | U3 | T19 |  | 2.5
[12 empty] | V2 | U3 | T20 |  | 2.5
[12 empty] | V2 | U3 | T21 |  | 2.5
[12 empty] | V2 | U3 | T22 |  | 2.5
[12 empty] | V2 | U3 | T23 |  | 2.5
[12 empty] | V2 | U3 | T24 |  | 2.5
[12 empty] | V2 | U4 | T1 |  | 0
[12 empty] | V2 | U4 | T2 |  | 0
[12 empty] | V2 | U4 | T3 |  | 0
[12 empty] | V2 | U4 | T4 |  | 0
[12 empty] | V2 | U4 | T5 |  | 0
[12 empty] | V2 | U4 | T6 |  | 0
[12 empty] | V2 | U4 | T7 |  | 0
[12 empty] | V2 | U4 | T8 |  | 1.13
[12 empty] | V2 | U4 | T9 |  | 2.5
[12 empty] | V2 | U4 | T10 |  | 2.5
[12 empty] | V2 | U4 | T11 |  | 2.5
[12 empty] | V2 | U4 | T12 |  | 2.5
[12 empty] | V2 | U4 | T13 |  | 2.5
[12 empty] | V2 | U4 | T14 |  | 2.5
[12 empty] | V2 | U4 | T15 |  | 2.5
[12 empty] | V2 | U4 | T16 |  | 2.5
[12 empty] | V2 | U4 | T17 |  | 2.5
[12 empty] | V2 | U4 | T18 |  | 2.5
[12 empty] | V2 | U4 | T19 |  | 2.5
[12 empty] | V2 | U4 | T20 |  | 0
[12 empty] | V2 | U4 | T21 |  | 0
[12 empty] | V2 | U4 | T22 |  | 0
[12 empty] | V2 | U4 | T23 |  | 0
[12 empty] | V2 | U4 | T24 |  | 0
[12 empty] | V2 | U5 | T1 |  | 0
[12 empty] | V2 | U5 | T2 |  | 0
[12 empty] | V2 | U5 | T3 |  | 0
[12 empty] | V2 | U5 | T4 |  | 0
[12 empty] | V2 | U5 | T5 |  | 0
[12 empty] | V2 | U5 | T6 |  | 0
[12 empty] | V2 | U5 | T7 |  | 0
[12 empty] | V2 | U5 | T8 |  | 0
[12 empty] | V2 | U5 | T9 |  | 0
[12 empty] | V2 | U5 | T10 |  | 0
[12 empty] | V2 | U5 | T11 |  | 0
[12 empty] | V2 | U5 | T12 |  | 0
[12 empty] | V2 | U5 | T13 |  | 0
[12 empty] | V2 | U5 | T14 |  | 0
[12 empty] | V2 | U5 | T15 |  | 0
[12 empty] | V2 | U5 | T16 |  | 0
[12 empty] | V2 | U5 | T17 |  | 0
[12 empty] | V2 | U5 | T18 |  | 0
[12 empty] | V2 | U5 | T19 |  | 0
[12 empty] | V2 | U5 | T20 |  | 0
[12 empty] | V2 | U5 | T21 |  | 0
[12 empty] | V2 | U5 | T22 |  | 0
[12 empty] | V2 | U5 | T23 |  | 0
[12 empty] | V2 | U5 | T24 |  | 0
[12 empty] | V2 | U6 | T1 |  | 0
[12 empty] | V2 | U6 | T2 |  | 0
[12 empty] | V2 | U6 | T3 |  | 0
[12 empty] | V2 | U6 | T4 |  | 0
[12 empty] | V2 | U6 | T5 |  | 0
[12 empty] | V2 | U6 | T6 |  | 3.8
[12 empty] | V2 | U6 | T7 |  | 0
[12 empty] | V2 | U6 | T8 |  | 11.6
[12 empty] | V2 | U6 | T9 |  | 11.6
[12 empty] | V2 | U6 | T10 |  | 7.4
[12 empty] | V2 | U6 | T11 |  | 7.4
[12 empty] | V2 | U6 | T12 |  | 7.4
[12 empty] | V2 | U6 | T13 |  | 5.8
[12 empty] | V2 | U6 | T14 |  | 0
[12 empty] | V2 | U6 | T15 |  | 4.4311
[12 empty] | V2 | U6 | T16 |  | 8.6
[12 empty] | V2 | U6 | T17 |  | 0
[12 empty] | V2 | U6 | T18 |  | 8
[12 empty] | V2 | U6 | T19 |  | 8
[12 empty] | V2 | U6 | T20 |  | 7.586
[12 empty] | V2 | U6 | T21 |  | 7.4571
[12 empty] | V2 | U6 | T22 |  | 8.1
[12 empty] | V2 | U6 | T23 |  | 9
[12 empty] | V2 | U6 | T24 |  | 9
[12 empty] | V2 | U1 | T1 |  | 0
[12 empty] | V2 | U1 | T2 |  | 0
[12 empty] | V2 | U1 | T3 |  | 0
[12 empty] | V2 | U1 | T4 |  | 0
[12 empty] | V2 | U1 | T5 |  | 19
[12 empty] | V2 | U1 | T6 |  | 15.2
[12 empty] | V2 | U1 | T7 |  | 19
[12 empty] | V2 | U1 | T8 |  | 6.27
[12 empty] | V2 | U1 | T9 |  | 4.9
[12 empty] | V2 | U1 | T10 |  | 9.1
[12 empty] | V2 | U1 | T11 |  | 9.1
[12 empty] | V2 | U1 | T12 |  | 9.1
[12 empty] | V2 | U1 | T13 |  | 10.7
[12 empty] | V2 | U1 | T14 |  | 16.5
[12 empty] | V2 | U1 | T15 |  | 12.0689
[12 empty] | V2 | U1 | T16 |  | 7.9
[12 empty] | V2 | U1 | T17 |  | 16.5
[12 empty] | V2 | U1 | T18 |  | 8.5
[12 empty] | V2 | U1 | T19 |  | 8.5
[12 empty] | V2 | U1 | T20 |  | 11.414
[12 empty] | V2 | U1 | T21 |  | 11.5429
[12 empty] | V2 | U1 | T22 |  | 10.9
[12 empty] | V2 | U1 | T23 |  | 10
[12 empty] | V2 | U1 | T24 |  | 10
[12 empty] | V2 | U2 | T1 |  | 0
[12 empty] | V2 | U2 | T2 |  | 0
[12 empty] | V2 | U2 | T3 |  | 0
[12 empty] | V2 | U2 | T4 |  | 0
[12 empty] | V2 | U2 | T5 |  | 0
[12 empty] | V2 | U2 | T6 |  | 0
[12 empty] | V2 | U2 | T7 |  | 0
[12 empty] | V2 | U2 | T8 |  | 0
[12 empty] | V2 | U2 | T9 |  | 0
[12 empty] | V2 | U2 | T10 |  | 0
[12 empty] | V2 | U2 | T11 |  | 0
[12 empty] | V2 | U2 | T12 |  | 0
[12 empty] | V2 | U2 | T13 |  | 0
[12 empty] | V2 | U2 | T14 |  | 0
[12 empty] | V2 | U2 | T15 |  | 0
[12 empty] | V2 | U2 | T16 |  | 0
[12 empty] | V2 | U2 | T17 |  | 0
[12 empty] | V2 | U2 | T18 |  | 0
[12 empty] | V2 | U2 | T19 |  | 0
[12 empty] | V2 | U2 | T20 |  | 0
[12 empty] | V2 | U2 | T21 |  | 0
[12 empty] | V2 | U2 | T22 |  | 0
[12 empty] | V2 | U2 | T23 |  | 0
[12 empty] | V2 | U2 | T24 |  | 0
[12 empty] | V2 | U9 | T1 |  | 0
[12 empty] | V2 | U9 | T2 |  | 0
[12 empty] | V2 | U9 | T3 |  | 0
[12 empty] | V2 | U9 | T4 |  | 0
[12 empty] | V2 | U9 | T5 |  | 0
[12 empty] | V2 | U9 | T6 |  | 0
[12 empty] | V2 | U9 | T7 |  | 0
[12 empty] | V2 | U9 | T8 |  | 0
[12 empty] | V2 | U9 | T9 |  | 0
[12 empty] | V2 | U9 | T10 |  | 0
[12 empty] | V2 | U9 | T11 |  | 0
[12 empty] | V2 | U9 | T12 |  | 0
[12 empty] | V2 | U9 | T13 |  | 0
[12 empty] | V2 | U9 | T14 |  | 0
[12 empty] | V2 | U9 | T15 |  | 0
[12 empty] | V2 | U9 | T16 |  | 0
[12 empty] | V2 | U9 | T17 |  | 0
[12 empty] | V2 | U9 | T18 |  | 0
[12 empty] | V2 | U9 | T19 |  | 0
[12 empty] | V2 | U9 | T20 |  | 0
[12 empty] | V2 | U9 | T21 |  | 0
[12 empty] | V2 | U9 | T22 |  | 0
[12 empty] | V2 | U9 | T23 |  | 0
[12 empty] | V2 | U9 | T24 |  | 0
[12 empty] | V2 | U10 | T1 |  | 0
[12 empty] | V2 | U10 | T2 |  | 0
[12 empty] | V2 | U10 | T3 |  | 0
[12 empty] | V2 | U10 | T4 |  | 0
[12 empty] | V2 | U10 | T5 |  | 0
[12 empty] | V2 | U10 | T6 |  | 0
[12 empty] | V2 | U10 | T7 |  | 0
[12 empty] | V2 | U10 | T8 |  | 0
[12 empty] | V2 | U10 | T9 |  | 0
[12 empty] | V2 | U10 | T10 |  | 0
[12 empty] | V2 | U10 | T11 |  | 0
[12 empty] | V2 | U10 | T12 |  | 0
[12 empty] | V2 | U10 | T13 |  | 0
[12 empty] | V2 | U10 | T14 |  | 0
[12 empty] | V2 | U10 | T15 |  | 0
[12 empty] | V2 | U10 | T16 |  | 0
[12 empty] | V2 | U10 | T17 |  | 0
[12 empty] | V2 | U10 | T18 |  | 0
[12 empty] | V2 | U10 | T19 |  | 0
[12 empty] | V2 | U10 | T20 |  | 0
[12 empty] | V2 | U10 | T21 |  | 0
[12 empty] | V2 | U10 | T22 |  | 0
[12 empty] | V2 | U10 | T23 |  | 0
[12 empty] | V2 | U10 | T24 |  | 0

## IDM5
IDM5 results | Unit | Description | [6 empty] | IDM5 results | Unit | Description
Period | - | \\ Identification of period (T) | [6 empty] | Profit IDM [Euro] | [Euro] | \\ Total profit obtained in the IDM5
VPP ID | - | \\ Identification of VPP unit for indexing (U) | [6 empty] | Revenue IDM [Euro] | [Euro] | \\ Total revenue obtained in the IDM5
Traded Power IDM [MW] | [MW] | \\ Changes in traded power of VPP in the IDM5 session compared to IDM4 session | [6 empty] | Cost IDM [Euro] | [Euro] | \\ Total cost in the IDM5
Generation IDM [MW] | [MW] | \\ Power dispatch of unit u in time period t in IDM5 | [6 empty] | Operation cost IDM [Euro] | [Euro] | \\ Changes in operation cost in IDM5 compared to IDM4
Ess charge IDM [MW] | [MW] | \\ ESS charging power in IDM5 | [6 empty] | Robust cost IDM [Euro] | [Euro] | \\ Changes in IDM price robustness cost in IDM5 session compared to IDM4
Ess discharge IDM [MW] | [MW] | \\ ESS discharging power in IDM5 | [6 empty] | State IDM [-] | [Euro] | \\ Convergence status of optimization problem (1 for optimal solution)
Ess energy IDM [MW] | [MWh] | \\ ESS energy in IDM5 | [6 empty] | Time IDM [s] | [second] | Computational time of optimization problem
Commitment IDM [-] | [0/1] | \\ Commitment status of DRES and STH units in IDM5
Start Up IDM [-] | [0/1] | \\ DRES and STH started up condition in IDM5
Shut Down IDM [-] | [0/1] | \\ DRES and STH shutdown condition in IDM5
UP SR SRM [MW] | [MW] | \\ UP SR provided by units at time t for calls on condition v
Down SR SRM [MW] | [MW] | \\ Down SR provided by units at time t for calls on condition v
| Traded Power IDM [MW] |  |  |  | Generation IDM [MW] | Ess charge IDM [MW] | Ess discharge IDM [MW] | Ess energy IDM [MW] | Commitment IDM [-] | Start Up IDM [-] | Shut Down IDM [-] |  |  |  | UP SR SRM [MW] | Down SR SRM [MW] | Profit IDM [Euro] | 748.9283
T1 | 0 |  | U3 | T1 | 21.63 | [6 empty] | V1 | U3 | T1 | 0 |  | Revenue IDM [Euro] | 2917.4679
T2 | 0 |  | U3 | T2 | 5.94 | [6 empty] | V1 | U3 | T2 | 0 |  | Cost IDM [Euro] | 2168.5396
T3 | 0 |  | U3 | T3 | 20.59 | [6 empty] | V1 | U3 | T3 | 0 |  | Operation cost IDM [Euro] | 1231.585
T4 | 0 |  | U3 | T4 | 19.97 | [6 empty] | V1 | U3 | T4 | 0 |  | Robust cost IDM [Euro] | 936.9546
T5 | 0 |  | U3 | T5 | 21.82 | [6 empty] | V1 | U3 | T5 | 0 |  | State IDM [-] | 1
T6 | 0 |  | U3 | T6 | 21.99 | [6 empty] | V1 | U3 | T6 | 0 |  | Time IDM [s] | 0.321
T7 | 0 |  | U3 | T7 | 22.64 | [6 empty] | V1 | U3 | T7 | 0
T8 | 1.43 |  | U3 | T8 | 10.1 | [6 empty] | V1 | U3 | T8 | 2.5
T9 | 3.58 |  | U3 | T9 | 13.3 | [6 empty] | V1 | U3 | T9 | 2.5
T10 | 2.822 |  | U3 | T10 | 22.57 | [6 empty] | V1 | U3 | T10 | 2.5
T11 | 11.1062 |  | U3 | T11 | 8.33 | [6 empty] | V1 | U3 | T11 | 2.5
T12 | 12.1712 |  | U3 | T12 | 8.22 | [6 empty] | V1 | U3 | T12 | 2.5
T13 | 6.1119 |  | U3 | T13 | 7.31 | [6 empty] | V1 | U3 | T13 | 2.5
T14 | 4.7249 |  | U3 | T14 | 18.41 | [6 empty] | V1 | U3 | T14 | 2.5
T15 | 3.8622 |  | U3 | T15 | 6.27 | [6 empty] | V1 | U3 | T15 | 2.5
T16 | 3.2263 |  | U3 | T16 | 19.54 | [6 empty] | V1 | U3 | T16 | 2.5
T17 | 2.9565 |  | U3 | T17 | 7.8 | [6 empty] | V1 | U3 | T17 | 2.5
T18 | 2.5225 |  | U3 | T18 | 20.94 | [6 empty] | V1 | U3 | T18 | 2.5
T19 | 12.8336 |  | U3 | T19 | 22.52 | [6 empty] | V1 | U3 | T19 | 2.5
T20 | -8.27 |  | U3 | T20 | 16.41 | [6 empty] | V1 | U3 | T20 | 0
T21 | 0 |  | U3 | T21 | 24.39 | [6 empty] | V1 | U3 | T21 | 0
T22 | 0 |  | U3 | T22 | 23.87 | [6 empty] | V1 | U3 | T22 | 0
T23 | 3.39 |  | U3 | T23 | 10.88 | [6 empty] | V1 | U3 | T23 | 2.5
T24 | 0 |  | U3 | T24 | 18.47 | [6 empty] | V1 | U3 | T24 | 2.5
|  |  | U4 | T1 | 0 | [6 empty] | V1 | U4 | T1 | 0
|  |  | U4 | T2 | 0 | [6 empty] | V1 | U4 | T2 | 0
|  |  | U4 | T3 | 0 | [6 empty] | V1 | U4 | T3 | 0
|  |  | U4 | T4 | 0 | [6 empty] | V1 | U4 | T4 | 0
|  |  | U4 | T5 | 0 | [6 empty] | V1 | U4 | T5 | 0
|  |  | U4 | T6 | 0 | [6 empty] | V1 | U4 | T6 | 0
|  |  | U4 | T7 | 0 | [6 empty] | V1 | U4 | T7 | 0
|  |  | U4 | T8 | 1.13 | [6 empty] | V1 | U4 | T8 | 0
|  |  | U4 | T9 | 12.2 | [6 empty] | V1 | U4 | T9 | 0
|  |  | U4 | T10 | 27.9 | [6 empty] | V1 | U4 | T10 | 0
|  |  | U4 | T11 | 32.38 | [6 empty] | V1 | U4 | T11 | 0
|  |  | U4 | T12 | 36.42 | [6 empty] | V1 | U4 | T12 | 0
|  |  | U4 | T13 | 42.6 | [6 empty] | V1 | U4 | T13 | 0
|  |  | U4 | T14 | 43.19 | [6 empty] | V1 | U4 | T14 | 0
|  |  | U4 | T15 | 37.34 | [6 empty] | V1 | U4 | T15 | 0
|  |  | U4 | T16 | 35.9 | [6 empty] | V1 | U4 | T16 | 0
|  |  | U4 | T17 | 31.57 | [6 empty] | V1 | U4 | T17 | 0
|  |  | U4 | T18 | 23.3 | [6 empty] | V1 | U4 | T18 | 0
|  |  | U4 | T19 | 11.32 | [6 empty] | V1 | U4 | T19 | 0
|  |  | U4 | T20 | 0.92 | [6 empty] | V1 | U4 | T20 | 0
|  |  | U4 | T21 | 0 | [6 empty] | V1 | U4 | T21 | 0
|  |  | U4 | T22 | 0 | [6 empty] | V1 | U4 | T22 | 0
|  |  | U4 | T23 | 0 | [6 empty] | V1 | U4 | T23 | 0
|  |  | U4 | T24 | 0 | [6 empty] | V1 | U4 | T24 | 0
|  |  | U5 | T1 | 0 |  |  |  | 0 | 0 | 0 | V1 | U5 | T1 | 0
|  |  | U5 | T2 | 0 |  |  |  | 0 | 0 | 0 | V1 | U5 | T2 | 0
|  |  | U5 | T3 | 0 |  |  |  | 0 | 0 | 0 | V1 | U5 | T3 | 0
|  |  | U5 | T4 | 0 |  |  |  | 0 | 0 | 0 | V1 | U5 | T4 | 0
|  |  | U5 | T5 | 0 |  |  |  | 0 | 0 | 0 | V1 | U5 | T5 | 0
|  |  | U5 | T6 | 0 |  |  |  | 0 | 0 | 0 | V1 | U5 | T6 | 0
|  |  | U5 | T7 | 0 |  |  |  | 0 | 0 | 0 | V1 | U5 | T7 | 0
|  |  | U5 | T8 | 0 |  |  |  | 0 | 0 | 0 | V1 | U5 | T8 | 0
|  |  | U5 | T9 | 0 |  |  |  | 1 | 1 | 0 | V1 | U5 | T9 | 0
|  |  | U5 | T10 | 55.3 |  |  |  | 1 | 0 | 0 | V1 | U5 | T10 | 0
|  |  | U5 | T11 | 55.3 |  |  |  | 1 | 0 | 0 | V1 | U5 | T11 | 0
|  |  | U5 | T12 | 55.3 |  |  |  | 1 | 0 | 0 | V1 | U5 | T12 | 0
|  |  | U5 | T13 | 55.3 |  |  |  | 1 | 0 | 0 | V1 | U5 | T13 | 0
|  |  | U5 | T14 | 39.871 |  |  |  | 1 | 0 | 0 | V1 | U5 | T14 | 0
|  |  | U5 | T15 | 55.3 |  |  |  | 1 | 0 | 0 | V1 | U5 | T15 | 0
|  |  | U5 | T16 | 42.7026 |  |  |  | 1 | 0 | 0 | V1 | U5 | T16 | 0
|  |  | U5 | T17 | 55.3 |  |  |  | 1 | 0 | 0 | V1 | U5 | T17 | 0
|  |  | U5 | T18 | 39.9802 |  |  |  | 1 | 0 | 0 | V1 | U5 | T18 | 0
|  |  | U5 | T19 | 55.1936 |  |  |  | 1 | 0 | 0 | V1 | U5 | T19 | 0
|  |  | U5 | T20 | 45.05 |  |  |  | 1 | 0 | 0 | V1 | U5 | T20 | 0
|  |  | U5 | T21 | 45.05 |  |  |  | 1 | 0 | 0 | V1 | U5 | T21 | 0
|  |  | U5 | T22 | 45.05 |  |  |  | 1 | 0 | 0 | V1 | U5 | T22 | 0
|  |  | U5 | T23 | 45.05 |  |  |  | 1 | 0 | 0 | V1 | U5 | T23 | 0
|  |  | U5 | T24 | 45.05 |  |  |  | 1 | 0 | 0 | V1 | U5 | T24 | 0
|  |  | U6 | T1 | 38 | [6 empty] | V1 | U6 | T1 | 0
|  |  | U6 | T2 | 38 | [6 empty] | V1 | U6 | T2 | 0
|  |  | U6 | T3 | 38 | [6 empty] | V1 | U6 | T3 | 0
|  |  | U6 | T4 | 38 | [6 empty] | V1 | U6 | T4 | 0
|  |  | U6 | T5 | 38 | [6 empty] | V1 | U6 | T5 | 0
|  |  | U6 | T6 | 38 | [6 empty] | V1 | U6 | T6 | 0
|  |  | U6 | T7 | 38 | [6 empty] | V1 | U6 | T7 | 0
|  |  | U6 | T8 | 116 | [6 empty] | V1 | U6 | T8 | 11.6
|  |  | U6 | T9 | 116 | [6 empty] | V1 | U6 | T9 | 11.6
|  |  | U6 | T10 | 78.9526 | [6 empty] | V1 | U6 | T10 | 7.8953
|  |  | U6 | T11 | 74 | [6 empty] | V1 | U6 | T11 | 7.4
|  |  | U6 | T12 | 74 | [6 empty] | V1 | U6 | T12 | 7.4
|  |  | U6 | T13 | 63.8 | [6 empty] | V1 | U6 | T13 | 6.38
|  |  | U6 | T14 | 58 | [6 empty] | V1 | U6 | T14 | 5.8
|  |  | U6 | T15 | 93.8163 | [6 empty] | V1 | U6 | T15 | 9.3816
|  |  | U6 | T16 | 86 | [6 empty] | V1 | U6 | T16 | 8.6
|  |  | U6 | T17 | 86 | [6 empty] | V1 | U6 | T17 | 8.6
|  |  | U6 | T18 | 80 | [6 empty] | V1 | U6 | T18 | 8
|  |  | U6 | T19 | 80 | [6 empty] | V1 | U6 | T19 | 8
|  |  | U6 | T20 | 75.8598 | [6 empty] | V1 | U6 | T20 | 3.8598
|  |  | U6 | T21 | 74.5713 | [6 empty] | V1 | U6 | T21 | 2.5713
|  |  | U6 | T22 | 81 | [6 empty] | V1 | U6 | T22 | 0
|  |  | U6 | T23 | 90 | [6 empty] | V1 | U6 | T23 | 9
|  |  | U6 | T24 | 90 | [6 empty] | V1 | U6 | T24 | 9
|  |  | U1 | T1 | 28.1972 |  |  |  | 1 | 0 | 0 | V1 | U1 | T1 | 0
|  |  | U1 | T2 | 43.2405 |  |  |  | 1 | 0 | 0 | V1 | U1 | T2 | 0
|  |  | U1 | T3 | 39.8 |  |  |  | 1 | 0 | 0 | V1 | U1 | T3 | 0
|  |  | U1 | T4 | 44.17 |  |  |  | 1 | 0 | 0 | V1 | U1 | T4 | 0
|  |  | U1 | T5 | 32.4157 |  |  |  | 1 | 0 | 0 | V1 | U1 | T5 | 0
|  |  | U1 | T6 | 43.4695 |  |  |  | 1 | 0 | 0 | V1 | U1 | T6 | 0
|  |  | U1 | T7 | 33.8741 |  |  |  | 1 | 0 | 0 | V1 | U1 | T7 | 0
|  |  | U1 | T8 | 49.309 |  |  |  | 1 | 0 | 0 | V1 | U1 | T8 | 0.69096
|  |  | U1 | T9 | 47.6 |  |  |  | 1 | 0 | 0 | V1 | U1 | T9 | 2.4
|  |  | U1 | T10 | 38.0346 |  |  |  | 1 | 0 | 0 | V1 | U1 | T10 | 6.1047
|  |  | U1 | T11 | 32.4587 |  |  |  | 1 | 0 | 0 | V1 | U1 | T11 | 6.6
|  |  | U1 | T12 | 19.1 |  |  |  | 1 | 0 | 0 | V1 | U1 | T12 | 6.6
|  |  | U1 | T13 | 26.5 |  |  |  | 1 | 0 | 0 | V1 | U1 | T13 | 7.62
|  |  | U1 | T14 | 20.7 |  |  |  | 1 | 0 | 0 | V1 | U1 | T14 | 8.2
|  |  | U1 | T15 | 26.5 |  |  |  | 1 | 0 | 0 | V1 | U1 | T15 | 4.6184
|  |  | U1 | T16 | 17.9 |  |  |  | 1 | 0 | 0 | V1 | U1 | T16 | 5.4
|  |  | U1 | T17 | 19.6744 |  |  |  | 1 | 0 | 0 | V1 | U1 | T17 | 5.4
|  |  | U1 | T18 | 18.5 |  |  |  | 1 | 0 | 0 | V1 | U1 | T18 | 6
|  |  | U1 | T19 | 44 |  |  |  | 1 | 0 | 0 | V1 | U1 | T19 | 6
|  |  | U1 | T20 | 50 |  |  |  | 1 | 0 | 0 | V1 | U1 | T20 | 0
|  |  | U1 | T21 | 50 |  |  |  | 1 | 0 | 0 | V1 | U1 | T21 | 0
|  |  | U1 | T22 | 50 |  |  |  | 1 | 0 | 0 | V1 | U1 | T22 | 0
|  |  | U1 | T23 | 45 |  |  |  | 1 | 0 | 0 | V1 | U1 | T23 | 5
|  |  | U1 | T24 | 45 |  |  |  | 1 | 0 | 0 | V1 | U1 | T24 | 5
|  |  | U2 | T1 | 2 |  |  |  | 1 | 0 | 0 | V1 | U2 | T1 | 0
|  |  | U2 | T2 | 2 |  |  |  | 1 | 0 | 0 | V1 | U2 | T2 | 0
|  |  | U2 | T3 | 2 |  |  |  | 1 | 0 | 0 | V1 | U2 | T3 | 0
|  |  | U2 | T4 | 2 |  |  |  | 1 | 0 | 0 | V1 | U2 | T4 | 0
|  |  | U2 | T5 | 2 |  |  |  | 1 | 0 | 0 | V1 | U2 | T5 | 0
|  |  | U2 | T6 | 2 |  |  |  | 1 | 0 | 0 | V1 | U2 | T6 | 0
|  |  | U2 | T7 | 2 |  |  |  | 1 | 0 | 0 | V1 | U2 | T7 | 0
|  |  | U2 | T8 | 2 |  |  |  | 1 | 0 | 0 | V1 | U2 | T8 | 5
|  |  | U2 | T9 | 2 |  |  |  | 1 | 0 | 0 | V1 | U2 | T9 | 5
|  |  | U2 | T10 | 2 |  |  |  | 1 | 0 | 0 | V1 | U2 | T10 | 5
|  |  | U2 | T11 | 2 |  |  |  | 1 | 0 | 0 | V1 | U2 | T11 | 5
|  |  | U2 | T12 | 2 |  |  |  | 1 | 0 | 0 | V1 | U2 | T12 | 5
|  |  | U2 | T13 | 2 |  |  |  | 1 | 0 | 0 | V1 | U2 | T13 | 5
|  |  | U2 | T14 | 2 |  |  |  | 1 | 0 | 0 | V1 | U2 | T14 | 5
|  |  | U2 | T15 | 2 |  |  |  | 1 | 0 | 0 | V1 | U2 | T15 | 5
|  |  | U2 | T16 | 2 |  |  |  | 1 | 0 | 0 | V1 | U2 | T16 | 5
|  |  | U2 | T17 | 2 |  |  |  | 1 | 0 | 0 | V1 | U2 | T17 | 5
|  |  | U2 | T18 | 2 |  |  |  | 1 | 0 | 0 | V1 | U2 | T18 | 5
|  |  | U2 | T19 | 2 |  |  |  | 1 | 0 | 0 | V1 | U2 | T19 | 5
|  |  | U2 | T20 | 5 |  |  |  | 1 | 0 | 0 | V1 | U2 | T20 | 5
|  |  | U2 | T21 | 2 |  |  |  | 1 | 0 | 0 | V1 | U2 | T21 | 5
|  |  | U2 | T22 | 2 |  |  |  | 1 | 0 | 0 | V1 | U2 | T22 | 3
|  |  | U2 | T23 | 2 |  |  |  | 1 | 0 | 0 | V1 | U2 | T23 | 5
|  |  | U2 | T24 | 2 |  |  |  | 1 | 0 | 0 | V1 | U2 | T24 | 5
|  |  | U9 | T1 | 0 | 0 | 0 | 0 |  |  |  | V1 | U9 | T1 | 0
|  |  | U9 | T2 | 0 | 0 | 0 | 0 |  |  |  | V1 | U9 | T2 | 0
|  |  | U9 | T3 | 0 | 0 | 0 | 0 |  |  |  | V1 | U9 | T3 | 0
|  |  | U9 | T4 | 0 | 0 | 0 | 0 |  |  |  | V1 | U9 | T4 | 0
|  |  | U9 | T5 | 0 | 0 | 0 | 0 |  |  |  | V1 | U9 | T5 | 0
|  |  | U9 | T6 | 0 | 0 | 0 | 0 |  |  |  | V1 | U9 | T6 | 0
|  |  | U9 | T7 | 0 | 0 | 0 | 0 |  |  |  | V1 | U9 | T7 | 0
|  |  | U9 | T8 | 0 | 0 | 0 | 141.3789 |  |  |  | V1 | U9 | T8 | 0
|  |  | U9 | T9 | 0 | 0 | 29.81 | 110 |  |  |  | V1 | U9 | T9 | 0
|  |  | U9 | T10 | 0 | 61.56 | 0 | 168.482 |  |  |  | V1 | U9 | T10 | 0
|  |  | U9 | T11 | 0 | 112.08 | 0 | 274.958 |  |  |  | V1 | U9 | T11 | 0
|  |  | U9 | T12 | 0 | 100.58 | 0 | 370.509 |  |  |  | V1 | U9 | T12 | 0
|  |  | U9 | T13 | 0 | 57.62 | 0 | 425.248 |  |  |  | V1 | U9 | T13 | 0
|  |  | U9 | T14 | 0 | 108.2817 | 0 | 528.1156 |  |  |  | V1 | U9 | T14 | 0
|  |  | U9 | T15 | 0 | 52.26 | 0 | 577.7626 |  |  |  | V1 | U9 | T15 | 0
|  |  | U9 | T16 | 0 | 87.3254 | 0 | 660.7217 |  |  |  | V1 | U9 | T16 | 0
|  |  | U9 | T17 | 0 | 49.08 | 0 | 707.3477 |  |  |  | V1 | U9 | T17 | 0
|  |  | U9 | T18 | 0 | 75.3352 | 0 | 778.9162 |  |  |  | V1 | U9 | T18 | 0
|  |  | U9 | T19 | 0 | 0 | 60.4704 | 715.2632 |  |  |  | V1 | U9 | T19 | 0
|  |  | U9 | T20 | 0 | 0 | 115 | 594.2105 |  |  |  | V1 | U9 | T20 | 0
|  |  | U9 | T21 | 0 | 0 | 115 | 473.1579 |  |  |  | V1 | U9 | T21 | 0
|  |  | U9 | T22 | 0 | 0 | 115 | 352.1053 |  |  |  | V1 | U9 | T22 | 0
|  |  | U9 | T23 | 0 | 0 | 115 | 231.0526 |  |  |  | V1 | U9 | T23 | 0
|  |  | U9 | T24 | 0 | 0 | 115 | 110 |  |  |  | V1 | U9 | T24 | 0
|  |  | U10 | T1 | 0 | [6 empty] | V1 | U10 | T1 | 0
|  |  | U10 | T2 | 0 | [6 empty] | V1 | U10 | T2 | 0
|  |  | U10 | T3 | 0 | [6 empty] | V1 | U10 | T3 | 0
|  |  | U10 | T4 | 0 | [6 empty] | V1 | U10 | T4 | 0
|  |  | U10 | T5 | 0 | [6 empty] | V1 | U10 | T5 | 0
|  |  | U10 | T6 | 0 | [6 empty] | V1 | U10 | T6 | 0
|  |  | U10 | T7 | 0 | [6 empty] | V1 | U10 | T7 | 0
|  |  | U10 | T8 | 0 | [6 empty] | V1 | U10 | T8 | 0
|  |  | U10 | T9 | 0 | [6 empty] | V1 | U10 | T9 | 0
|  |  | U10 | T10 | 0 | [6 empty] | V1 | U10 | T10 | 0
|  |  | U10 | T11 | 0 | [6 empty] | V1 | U10 | T11 | 0
|  |  | U10 | T12 | 0 | [6 empty] | V1 | U10 | T12 | 0
|  |  | U10 | T13 | 0 | [6 empty] | V1 | U10 | T13 | 0
|  |  | U10 | T14 | 0 | [6 empty] | V1 | U10 | T14 | 0
|  |  | U10 | T15 | 0 | [6 empty] | V1 | U10 | T15 | 0
|  |  | U10 | T16 | 0 | [6 empty] | V1 | U10 | T16 | 0
|  |  | U10 | T17 | 0 | [6 empty] | V1 | U10 | T17 | 0
|  |  | U10 | T18 | 0 | [6 empty] | V1 | U10 | T18 | 0
|  |  | U10 | T19 | 0 | [6 empty] | V1 | U10 | T19 | 0
|  |  | U10 | T20 | 0 | [6 empty] | V1 | U10 | T20 | 0
|  |  | U10 | T21 | 0 | [6 empty] | V1 | U10 | T21 | 0
|  |  | U10 | T22 | 0 | [6 empty] | V1 | U10 | T22 | 0
|  |  | U10 | T23 | 0 | [6 empty] | V1 | U10 | T23 | 0
|  |  | U10 | T24 | 0 | [6 empty] | V1 | U10 | T24 | 0
[12 empty] | V2 | U3 | T1 |  | 0
[12 empty] | V2 | U3 | T2 |  | 0
[12 empty] | V2 | U3 | T3 |  | 0
[12 empty] | V2 | U3 | T4 |  | 0
[12 empty] | V2 | U3 | T5 |  | 0
[12 empty] | V2 | U3 | T6 |  | 0
[12 empty] | V2 | U3 | T7 |  | 0
[12 empty] | V2 | U3 | T8 |  | 2.5
[12 empty] | V2 | U3 | T9 |  | 2.5
[12 empty] | V2 | U3 | T10 |  | 2.5
[12 empty] | V2 | U3 | T11 |  | 2.5
[12 empty] | V2 | U3 | T12 |  | 2.5
[12 empty] | V2 | U3 | T13 |  | 2.5
[12 empty] | V2 | U3 | T14 |  | 2.5
[12 empty] | V2 | U3 | T15 |  | 2.5
[12 empty] | V2 | U3 | T16 |  | 2.5
[12 empty] | V2 | U3 | T17 |  | 2.5
[12 empty] | V2 | U3 | T18 |  | 2.5
[12 empty] | V2 | U3 | T19 |  | 2.5
[12 empty] | V2 | U3 | T20 |  | 2.5
[12 empty] | V2 | U3 | T21 |  | 2.5
[12 empty] | V2 | U3 | T22 |  | 2.5
[12 empty] | V2 | U3 | T23 |  | 2.5
[12 empty] | V2 | U3 | T24 |  | 2.5
[12 empty] | V2 | U4 | T1 |  | 0
[12 empty] | V2 | U4 | T2 |  | 0
[12 empty] | V2 | U4 | T3 |  | 0
[12 empty] | V2 | U4 | T4 |  | 0
[12 empty] | V2 | U4 | T5 |  | 0
[12 empty] | V2 | U4 | T6 |  | 0
[12 empty] | V2 | U4 | T7 |  | 0
[12 empty] | V2 | U4 | T8 |  | 1.13
[12 empty] | V2 | U4 | T9 |  | 2.5
[12 empty] | V2 | U4 | T10 |  | 0
[12 empty] | V2 | U4 | T11 |  | 0
[12 empty] | V2 | U4 | T12 |  | 2.5
[12 empty] | V2 | U4 | T13 |  | 2.5
[12 empty] | V2 | U4 | T14 |  | 2.5
[12 empty] | V2 | U4 | T15 |  | 2.5
[12 empty] | V2 | U4 | T16 |  | 2.5
[12 empty] | V2 | U4 | T17 |  | 2.5
[12 empty] | V2 | U4 | T18 |  | 2.5
[12 empty] | V2 | U4 | T19 |  | 0
[12 empty] | V2 | U4 | T20 |  | 0
[12 empty] | V2 | U4 | T21 |  | 0
[12 empty] | V2 | U4 | T22 |  | 0
[12 empty] | V2 | U4 | T23 |  | 0
[12 empty] | V2 | U4 | T24 |  | 0
[12 empty] | V2 | U5 | T1 |  | 0
[12 empty] | V2 | U5 | T2 |  | 0
[12 empty] | V2 | U5 | T3 |  | 0
[12 empty] | V2 | U5 | T4 |  | 0
[12 empty] | V2 | U5 | T5 |  | 0
[12 empty] | V2 | U5 | T6 |  | 0
[12 empty] | V2 | U5 | T7 |  | 0
[12 empty] | V2 | U5 | T8 |  | 0
[12 empty] | V2 | U5 | T9 |  | 0
[12 empty] | V2 | U5 | T10 |  | 0
[12 empty] | V2 | U5 | T11 |  | 0
[12 empty] | V2 | U5 | T12 |  | 0
[12 empty] | V2 | U5 | T13 |  | 0
[12 empty] | V2 | U5 | T14 |  | 0
[12 empty] | V2 | U5 | T15 |  | 0
[12 empty] | V2 | U5 | T16 |  | 0
[12 empty] | V2 | U5 | T17 |  | 0
[12 empty] | V2 | U5 | T18 |  | 0
[12 empty] | V2 | U5 | T19 |  | 0
[12 empty] | V2 | U5 | T20 |  | 0
[12 empty] | V2 | U5 | T21 |  | 0
[12 empty] | V2 | U5 | T22 |  | 0
[12 empty] | V2 | U5 | T23 |  | 0
[12 empty] | V2 | U5 | T24 |  | 0
[12 empty] | V2 | U6 | T1 |  | 0
[12 empty] | V2 | U6 | T2 |  | 0
[12 empty] | V2 | U6 | T3 |  | 0
[12 empty] | V2 | U6 | T4 |  | 0
[12 empty] | V2 | U6 | T5 |  | 0
[12 empty] | V2 | U6 | T6 |  | 0
[12 empty] | V2 | U6 | T7 |  | 0
[12 empty] | V2 | U6 | T8 |  | 11.6
[12 empty] | V2 | U6 | T9 |  | 11.6
[12 empty] | V2 | U6 | T10 |  | 0
[12 empty] | V2 | U6 | T11 |  | 7.4
[12 empty] | V2 | U6 | T12 |  | 7.4
[12 empty] | V2 | U6 | T13 |  | 0
[12 empty] | V2 | U6 | T14 |  | 5.8
[12 empty] | V2 | U6 | T15 |  | 0
[12 empty] | V2 | U6 | T16 |  | 8.6
[12 empty] | V2 | U6 | T17 |  | 6.8256
[12 empty] | V2 | U6 | T18 |  | 8
[12 empty] | V2 | U6 | T19 |  | 8
[12 empty] | V2 | U6 | T20 |  | 7.586
[12 empty] | V2 | U6 | T21 |  | 7.4571
[12 empty] | V2 | U6 | T22 |  | 8.1
[12 empty] | V2 | U6 | T23 |  | 9
[12 empty] | V2 | U6 | T24 |  | 9
[12 empty] | V2 | U1 | T1 |  | 0
[12 empty] | V2 | U1 | T2 |  | 0
[12 empty] | V2 | U1 | T3 |  | 0
[12 empty] | V2 | U1 | T4 |  | 0
[12 empty] | V2 | U1 | T5 |  | 0
[12 empty] | V2 | U1 | T6 |  | 0
[12 empty] | V2 | U1 | T7 |  | 0
[12 empty] | V2 | U1 | T8 |  | 6.27
[12 empty] | V2 | U1 | T9 |  | 4.9
[12 empty] | V2 | U1 | T10 |  | 19
[12 empty] | V2 | U1 | T11 |  | 11.6
[12 empty] | V2 | U1 | T12 |  | 9.1
[12 empty] | V2 | U1 | T13 |  | 16.5
[12 empty] | V2 | U1 | T14 |  | 10.7
[12 empty] | V2 | U1 | T15 |  | 16.5
[12 empty] | V2 | U1 | T16 |  | 7.9
[12 empty] | V2 | U1 | T17 |  | 9.6744
[12 empty] | V2 | U1 | T18 |  | 8.5
[12 empty] | V2 | U1 | T19 |  | 11
[12 empty] | V2 | U1 | T20 |  | 11.414
[12 empty] | V2 | U1 | T21 |  | 11.5429
[12 empty] | V2 | U1 | T22 |  | 10.9
[12 empty] | V2 | U1 | T23 |  | 10
[12 empty] | V2 | U1 | T24 |  | 10
[12 empty] | V2 | U2 | T1 |  | 0
[12 empty] | V2 | U2 | T2 |  | 0
[12 empty] | V2 | U2 | T3 |  | 0
[12 empty] | V2 | U2 | T4 |  | 0
[12 empty] | V2 | U2 | T5 |  | 0
[12 empty] | V2 | U2 | T6 |  | 0
[12 empty] | V2 | U2 | T7 |  | 0
[12 empty] | V2 | U2 | T8 |  | 0
[12 empty] | V2 | U2 | T9 |  | 0
[12 empty] | V2 | U2 | T10 |  | 0
[12 empty] | V2 | U2 | T11 |  | 0
[12 empty] | V2 | U2 | T12 |  | 0
[12 empty] | V2 | U2 | T13 |  | 0
[12 empty] | V2 | U2 | T14 |  | 0
[12 empty] | V2 | U2 | T15 |  | 0
[12 empty] | V2 | U2 | T16 |  | 0
[12 empty] | V2 | U2 | T17 |  | 0
[12 empty] | V2 | U2 | T18 |  | 0
[12 empty] | V2 | U2 | T19 |  | 0
[12 empty] | V2 | U2 | T20 |  | 0
[12 empty] | V2 | U2 | T21 |  | 0
[12 empty] | V2 | U2 | T22 |  | 0
[12 empty] | V2 | U2 | T23 |  | 0
[12 empty] | V2 | U2 | T24 |  | 0
[12 empty] | V2 | U9 | T1 |  | 0
[12 empty] | V2 | U9 | T2 |  | 0
[12 empty] | V2 | U9 | T3 |  | 0
[12 empty] | V2 | U9 | T4 |  | 0
[12 empty] | V2 | U9 | T5 |  | 0
[12 empty] | V2 | U9 | T6 |  | 0
[12 empty] | V2 | U9 | T7 |  | 0
[12 empty] | V2 | U9 | T8 |  | 0
[12 empty] | V2 | U9 | T9 |  | 0
[12 empty] | V2 | U9 | T10 |  | 0
[12 empty] | V2 | U9 | T11 |  | 0
[12 empty] | V2 | U9 | T12 |  | 0
[12 empty] | V2 | U9 | T13 |  | 0
[12 empty] | V2 | U9 | T14 |  | 0
[12 empty] | V2 | U9 | T15 |  | 0
[12 empty] | V2 | U9 | T16 |  | 0
[12 empty] | V2 | U9 | T17 |  | 0
[12 empty] | V2 | U9 | T18 |  | 0
[12 empty] | V2 | U9 | T19 |  | 0
[12 empty] | V2 | U9 | T20 |  | 0
[12 empty] | V2 | U9 | T21 |  | 0
[12 empty] | V2 | U9 | T22 |  | 0
[12 empty] | V2 | U9 | T23 |  | 0
[12 empty] | V2 | U9 | T24 |  | 0
[12 empty] | V2 | U10 | T1 |  | 0
[12 empty] | V2 | U10 | T2 |  | 0
[12 empty] | V2 | U10 | T3 |  | 0
[12 empty] | V2 | U10 | T4 |  | 0
[12 empty] | V2 | U10 | T5 |  | 0
[12 empty] | V2 | U10 | T6 |  | 0
[12 empty] | V2 | U10 | T7 |  | 0
[12 empty] | V2 | U10 | T8 |  | 0
[12 empty] | V2 | U10 | T9 |  | 0
[12 empty] | V2 | U10 | T10 |  | 0
[12 empty] | V2 | U10 | T11 |  | 0
[12 empty] | V2 | U10 | T12 |  | 0
[12 empty] | V2 | U10 | T13 |  | 0
[12 empty] | V2 | U10 | T14 |  | 0
[12 empty] | V2 | U10 | T15 |  | 0
[12 empty] | V2 | U10 | T16 |  | 0
[12 empty] | V2 | U10 | T17 |  | 0
[12 empty] | V2 | U10 | T18 |  | 0
[12 empty] | V2 | U10 | T19 |  | 0
[12 empty] | V2 | U10 | T20 |  | 0
[12 empty] | V2 | U10 | T21 |  | 0
[12 empty] | V2 | U10 | T22 |  | 0
[12 empty] | V2 | U10 | T23 |  | 0
[12 empty] | V2 | U10 | T24 |  | 0

## IDM6
IDM6 results | Unit | Description | [6 empty] | IDM6 results | Unit | Description
Period | - | \\ Identification of period (T) | [6 empty] | Profit IDM [Euro] | [Euro] | \\ Total profit obtained in the IDM6
VPP ID | - | \\ Identification of VPP unit for indexing (U) | [6 empty] | Revenue IDM [Euro] | [Euro] | \\ Total revenue obtained in the IDM6
Traded Power IDM [MW] | [MW] | \\ Changes in traded power of VPP in the IDM6 session compared to IDM5 session | [6 empty] | Cost IDM [Euro] | [Euro] | \\ Total cost in the IDM6
Generation IDM [MW] | [MW] | \\ Power dispatch of unit u in time period t in IDM6 | [6 empty] | Operation cost IDM [Euro] | [Euro] | \\ Changes in operation cost in IDM6 compared to IDM5
Ess charge IDM [MW] | [MW] | \\ ESS charging power in IDM6 | [6 empty] | Robust cost IDM [Euro] | [Euro] | \\ Changes in IDM price robustness cost in IDM6 session compared to IDM5
Ess discharge IDM [MW] | [MW] | \\ ESS discharging power in IDM6 | [6 empty] | State IDM [-] | [Euro] | \\ Convergence status of optimization problem (1 for optimal solution)
Ess energy IDM [MW] | [MWh] | \\ ESS energy in IDM6 | [6 empty] | Time IDM [s] | [second] | Computational time of optimization problem
Commitment IDM [-] | [0/1] | \\ Commitment status of DRES and STH units in IDM6
Start Up IDM [-] | [0/1] | \\ DRES and STH started up condition in IDM6
Shut Down IDM [-] | [0/1] | \\ DRES and STH shutdown condition in IDM6
UP SR SRM [MW] | [MW] | \\ UP SR provided by units at time t for calls on condition v
Down SR SRM [MW] | [MW] | \\ Down SR provided by units at time t for calls on condition v
| Traded Power IDM [MW] |  |  |  | Generation IDM [MW] | Ess charge IDM [MW] | Ess discharge IDM [MW] | Ess energy IDM [MW] | Commitment IDM [-] | Start Up IDM [-] | Shut Down IDM [-] |  |  |  | UP SR SRM [MW] | Down SR SRM [MW] | Profit IDM [Euro] | 589.5816
T1 | 0 |  | U3 | T1 | 21.63 | [6 empty] | V1 | U3 | T1 | 0 |  | Revenue IDM [Euro] | 1761.6759
T2 | 0 |  | U3 | T2 | 5.94 | [6 empty] | V1 | U3 | T2 | 0 |  | Cost IDM [Euro] | 1172.0943
T3 | 0 |  | U3 | T3 | 20.59 | [6 empty] | V1 | U3 | T3 | 0 |  | Operation cost IDM [Euro] | 686.665
T4 | 0 |  | U3 | T4 | 19.97 | [6 empty] | V1 | U3 | T4 | 0 |  | Robust cost IDM [Euro] | 485.4293
T5 | 0 |  | U3 | T5 | 21.82 | [6 empty] | V1 | U3 | T5 | 0 |  | State IDM [-] | 1
T6 | 0 |  | U3 | T6 | 21.99 | [6 empty] | V1 | U3 | T6 | 0 |  | Time IDM [s] | 0.288
T7 | 0 |  | U3 | T7 | 22.64 | [6 empty] | V1 | U3 | T7 | 0
T8 | 0 |  | U3 | T8 | 10.1 | [6 empty] | V1 | U3 | T8 | 0
T9 | 0 |  | U3 | T9 | 13.3 | [6 empty] | V1 | U3 | T9 | 0
T10 | 0 |  | U3 | T10 | 22.57 | [6 empty] | V1 | U3 | T10 | 0
T11 | 0 |  | U3 | T11 | 8.33 | [6 empty] | V1 | U3 | T11 | 0
T12 | 0 |  | U3 | T12 | 8.22 | [6 empty] | V1 | U3 | T12 | 0
T13 | 15.2981 |  | U3 | T13 | 20.05 | [6 empty] | V1 | U3 | T13 | 2.5
T14 | 2.9614 |  | U3 | T14 | 8.85 | [6 empty] | V1 | U3 | T14 | 2.5
T15 | 3.1943 |  | U3 | T15 | 7.47 | [6 empty] | V1 | U3 | T15 | 2.5
T16 | 2.7669 |  | U3 | T16 | 9.87 | [6 empty] | V1 | U3 | T16 | 2.5
T17 | 2.4745 |  | U3 | T17 | 10.87 | [6 empty] | V1 | U3 | T17 | 2.5
T18 | 2.1869 |  | U3 | T18 | 13.42 | [6 empty] | V1 | U3 | T18 | 2.5
T19 | 0.10643 |  | U3 | T19 | 22.52 | [6 empty] | V1 | U3 | T19 | 2.5
T20 | -1.76 |  | U3 | T20 | 17.65 | [6 empty] | V1 | U3 | T20 | 0
T21 | 0 |  | U3 | T21 | 24.39 | [6 empty] | V1 | U3 | T21 | 0
T22 | 0 |  | U3 | T22 | 23.87 | [6 empty] | V1 | U3 | T22 | 0
T23 | 11.11 |  | U3 | T23 | 21.99 | [6 empty] | V1 | U3 | T23 | 2.5
T24 | 0 |  | U3 | T24 | 18.47 | [6 empty] | V1 | U3 | T24 | 2.5
|  |  | U4 | T1 | 0 | [6 empty] | V1 | U4 | T1 | 0
|  |  | U4 | T2 | 0 | [6 empty] | V1 | U4 | T2 | 0
|  |  | U4 | T3 | 0 | [6 empty] | V1 | U4 | T3 | 0
|  |  | U4 | T4 | 0 | [6 empty] | V1 | U4 | T4 | 0
|  |  | U4 | T5 | 0 | [6 empty] | V1 | U4 | T5 | 0
|  |  | U4 | T6 | 0 | [6 empty] | V1 | U4 | T6 | 0
|  |  | U4 | T7 | 0 | [6 empty] | V1 | U4 | T7 | 0
|  |  | U4 | T8 | 1.13 | [6 empty] | V1 | U4 | T8 | 0
|  |  | U4 | T9 | 12.2 | [6 empty] | V1 | U4 | T9 | 0
|  |  | U4 | T10 | 27.9 | [6 empty] | V1 | U4 | T10 | 0
|  |  | U4 | T11 | 32.38 | [6 empty] | V1 | U4 | T11 | 0
|  |  | U4 | T12 | 36.42 | [6 empty] | V1 | U4 | T12 | 0
|  |  | U4 | T13 | 42.6 | [6 empty] | V1 | U4 | T13 | 0
|  |  | U4 | T14 | 43.19 | [6 empty] | V1 | U4 | T14 | 0
|  |  | U4 | T15 | 42.71 | [6 empty] | V1 | U4 | T15 | 0
|  |  | U4 | T16 | 37.94 | [6 empty] | V1 | U4 | T16 | 0
|  |  | U4 | T17 | 32.84 | [6 empty] | V1 | U4 | T17 | 0
|  |  | U4 | T18 | 24 | [6 empty] | V1 | U4 | T18 | 0
|  |  | U4 | T19 | 11.32 | [6 empty] | V1 | U4 | T19 | 0
|  |  | U4 | T20 | 0.92 | [6 empty] | V1 | U4 | T20 | 0
|  |  | U4 | T21 | 0 | [6 empty] | V1 | U4 | T21 | 0
|  |  | U4 | T22 | 0 | [6 empty] | V1 | U4 | T22 | 0
|  |  | U4 | T23 | 0 | [6 empty] | V1 | U4 | T23 | 0
|  |  | U4 | T24 | 0 | [6 empty] | V1 | U4 | T24 | 0
|  |  | U5 | T1 | 0 |  |  |  | 0 | 0 | 0 | V1 | U5 | T1 | 0
|  |  | U5 | T2 | 0 |  |  |  | 0 | 0 | 0 | V1 | U5 | T2 | 0
|  |  | U5 | T3 | 0 |  |  |  | 0 | 0 | 0 | V1 | U5 | T3 | 0
|  |  | U5 | T4 | 0 |  |  |  | 0 | 0 | 0 | V1 | U5 | T4 | 0
|  |  | U5 | T5 | 0 |  |  |  | 0 | 0 | 0 | V1 | U5 | T5 | 0
|  |  | U5 | T6 | 0 |  |  |  | 0 | 0 | 0 | V1 | U5 | T6 | 0
|  |  | U5 | T7 | 0 |  |  |  | 0 | 0 | 0 | V1 | U5 | T7 | 0
|  |  | U5 | T8 | 0 |  |  |  | 0 | 0 | 0 | V1 | U5 | T8 | 0
|  |  | U5 | T9 | 0 |  |  |  | 1 | 0 | 0 | V1 | U5 | T9 | 0
|  |  | U5 | T10 | 55.3 |  |  |  | 1 | 0 | 0 | V1 | U5 | T10 | 0
|  |  | U5 | T11 | 55.3 |  |  |  | 1 | 0 | 0 | V1 | U5 | T11 | 0
|  |  | U5 | T12 | 55.3 |  |  |  | 1 | 0 | 0 | V1 | U5 | T12 | 0
|  |  | U5 | T13 | 55.3 |  |  |  | 1 | 0 | 0 | V1 | U5 | T13 | 0
|  |  | U5 | T14 | 52.3925 |  |  |  | 1 | 0 | 0 | V1 | U5 | T14 | 0
|  |  | U5 | T15 | 52.7081 |  |  |  | 1 | 0 | 0 | V1 | U5 | T15 | 0
|  |  | U5 | T16 | 53.0995 |  |  |  | 1 | 0 | 0 | V1 | U5 | T16 | 0
|  |  | U5 | T17 | 55.2089 |  |  |  | 1 | 0 | 0 | V1 | U5 | T17 | 0
|  |  | U5 | T18 | 48.9871 |  |  |  | 1 | 0 | 0 | V1 | U5 | T18 | 0
|  |  | U5 | T19 | 55.3 |  |  |  | 1 | 0 | 0 | V1 | U5 | T19 | 0
|  |  | U5 | T20 | 45.05 |  |  |  | 1 | 0 | 0 | V1 | U5 | T20 | 0
|  |  | U5 | T21 | 45.05 |  |  |  | 1 | 0 | 0 | V1 | U5 | T21 | 0
|  |  | U5 | T22 | 45.05 |  |  |  | 1 | 0 | 0 | V1 | U5 | T22 | 0
|  |  | U5 | T23 | 45.05 |  |  |  | 1 | 0 | 0 | V1 | U5 | T23 | 0
|  |  | U5 | T24 | 45.05 |  |  |  | 1 | 0 | 0 | V1 | U5 | T24 | 0
|  |  | U6 | T1 | 38 | [6 empty] | V1 | U6 | T1 | 0
|  |  | U6 | T2 | 38 | [6 empty] | V1 | U6 | T2 | 0
|  |  | U6 | T3 | 38 | [6 empty] | V1 | U6 | T3 | 0
|  |  | U6 | T4 | 38 | [6 empty] | V1 | U6 | T4 | 0
|  |  | U6 | T5 | 38 | [6 empty] | V1 | U6 | T5 | 0
|  |  | U6 | T6 | 38 | [6 empty] | V1 | U6 | T6 | 0
|  |  | U6 | T7 | 38 | [6 empty] | V1 | U6 | T7 | 0
|  |  | U6 | T8 | 116 | [6 empty] | V1 | U6 | T8 | 0
|  |  | U6 | T9 | 116 | [6 empty] | V1 | U6 | T9 | 0
|  |  | U6 | T10 | 78.9526 | [6 empty] | V1 | U6 | T10 | 0
|  |  | U6 | T11 | 74 | [6 empty] | V1 | U6 | T11 | 0
|  |  | U6 | T12 | 74 | [6 empty] | V1 | U6 | T12 | 0
|  |  | U6 | T13 | 63.8 | [6 empty] | V1 | U6 | T13 | 6.38
|  |  | U6 | T14 | 63.8 | [6 empty] | V1 | U6 | T14 | 6.38
|  |  | U6 | T15 | 88.0163 | [6 empty] | V1 | U6 | T15 | 8.8016
|  |  | U6 | T16 | 86 | [6 empty] | V1 | U6 | T16 | 8.6
|  |  | U6 | T17 | 86 | [6 empty] | V1 | U6 | T17 | 8.6
|  |  | U6 | T18 | 80 | [6 empty] | V1 | U6 | T18 | 8
|  |  | U6 | T19 | 80 | [6 empty] | V1 | U6 | T19 | 8
|  |  | U6 | T20 | 75.8598 | [6 empty] | V1 | U6 | T20 | 3.8598
|  |  | U6 | T21 | 74.5713 | [6 empty] | V1 | U6 | T21 | 2.5713
|  |  | U6 | T22 | 81 | [6 empty] | V1 | U6 | T22 | 0
|  |  | U6 | T23 | 90 | [6 empty] | V1 | U6 | T23 | 9
|  |  | U6 | T24 | 90 | [6 empty] | V1 | U6 | T24 | 9
|  |  | U1 | T1 | 28.1972 |  |  |  | 1 | 0 | 0 | V1 | U1 | T1 | 0
|  |  | U1 | T2 | 43.2405 |  |  |  | 1 | 0 | 0 | V1 | U1 | T2 | 0
|  |  | U1 | T3 | 39.8 |  |  |  | 1 | 0 | 0 | V1 | U1 | T3 | 0
|  |  | U1 | T4 | 44.17 |  |  |  | 1 | 0 | 0 | V1 | U1 | T4 | 0
|  |  | U1 | T5 | 32.4157 |  |  |  | 1 | 0 | 0 | V1 | U1 | T5 | 0
|  |  | U1 | T6 | 43.4695 |  |  |  | 1 | 0 | 0 | V1 | U1 | T6 | 0
|  |  | U1 | T7 | 33.8741 |  |  |  | 1 | 0 | 0 | V1 | U1 | T7 | 0
|  |  | U1 | T8 | 49.309 |  |  |  | 1 | 0 | 0 | V1 | U1 | T8 | 0
|  |  | U1 | T9 | 47.6 |  |  |  | 1 | 0 | 0 | V1 | U1 | T9 | 0
|  |  | U1 | T10 | 38.0346 |  |  |  | 1 | 0 | 0 | V1 | U1 | T10 | 0
|  |  | U1 | T11 | 32.4587 |  |  |  | 1 | 0 | 0 | V1 | U1 | T11 | 0
|  |  | U1 | T12 | 19.1 |  |  |  | 1 | 0 | 0 | V1 | U1 | T12 | 0
|  |  | U1 | T13 | 29.0581 |  |  |  | 1 | 0 | 0 | V1 | U1 | T13 | 7.62
|  |  | U1 | T14 | 26.5 |  |  |  | 1 | 0 | 0 | V1 | U1 | T14 | 7.62
|  |  | U1 | T15 | 19.9163 |  |  |  | 1 | 0 | 0 | V1 | U1 | T15 | 5.1984
|  |  | U1 | T16 | 17.9 |  |  |  | 1 | 0 | 0 | V1 | U1 | T16 | 5.4
|  |  | U1 | T17 | 17.9 |  |  |  | 1 | 0 | 0 | V1 | U1 | T17 | 5.4
|  |  | U1 | T18 | 18.5 |  |  |  | 1 | 0 | 0 | V1 | U1 | T18 | 6
|  |  | U1 | T19 | 44 |  |  |  | 1 | 0 | 0 | V1 | U1 | T19 | 6
|  |  | U1 | T20 | 50 |  |  |  | 1 | 0 | 0 | V1 | U1 | T20 | 0
|  |  | U1 | T21 | 50 |  |  |  | 1 | 0 | 0 | V1 | U1 | T21 | 0
|  |  | U1 | T22 | 50 |  |  |  | 1 | 0 | 0 | V1 | U1 | T22 | 0
|  |  | U1 | T23 | 45 |  |  |  | 1 | 0 | 0 | V1 | U1 | T23 | 5
|  |  | U1 | T24 | 45 |  |  |  | 1 | 0 | 0 | V1 | U1 | T24 | 5
|  |  | U2 | T1 | 2 |  |  |  | 1 | 0 | 0 | V1 | U2 | T1 | 0
|  |  | U2 | T2 | 2 |  |  |  | 1 | 0 | 0 | V1 | U2 | T2 | 0
|  |  | U2 | T3 | 2 |  |  |  | 1 | 0 | 0 | V1 | U2 | T3 | 0
|  |  | U2 | T4 | 2 |  |  |  | 1 | 0 | 0 | V1 | U2 | T4 | 0
|  |  | U2 | T5 | 2 |  |  |  | 1 | 0 | 0 | V1 | U2 | T5 | 0
|  |  | U2 | T6 | 2 |  |  |  | 1 | 0 | 0 | V1 | U2 | T6 | 0
|  |  | U2 | T7 | 2 |  |  |  | 1 | 0 | 0 | V1 | U2 | T7 | 0
|  |  | U2 | T8 | 2 |  |  |  | 1 | 0 | 0 | V1 | U2 | T8 | 0
|  |  | U2 | T9 | 2 |  |  |  | 1 | 0 | 0 | V1 | U2 | T9 | 0
|  |  | U2 | T10 | 2 |  |  |  | 1 | 0 | 0 | V1 | U2 | T10 | 0
|  |  | U2 | T11 | 2 |  |  |  | 1 | 0 | 0 | V1 | U2 | T11 | 0
|  |  | U2 | T12 | 2 |  |  |  | 1 | 0 | 0 | V1 | U2 | T12 | 0
|  |  | U2 | T13 | 2 |  |  |  | 1 | 0 | 0 | V1 | U2 | T13 | 5
|  |  | U2 | T14 | 2 |  |  |  | 1 | 0 | 0 | V1 | U2 | T14 | 5
|  |  | U2 | T15 | 2 |  |  |  | 1 | 0 | 0 | V1 | U2 | T15 | 5
|  |  | U2 | T16 | 2 |  |  |  | 1 | 0 | 0 | V1 | U2 | T16 | 5
|  |  | U2 | T17 | 2 |  |  |  | 1 | 0 | 0 | V1 | U2 | T17 | 5
|  |  | U2 | T18 | 2 |  |  |  | 1 | 0 | 0 | V1 | U2 | T18 | 5
|  |  | U2 | T19 | 2 |  |  |  | 1 | 0 | 0 | V1 | U2 | T19 | 5
|  |  | U2 | T20 | 2 |  |  |  | 1 | 0 | 0 | V1 | U2 | T20 | 5
|  |  | U2 | T21 | 2 |  |  |  | 1 | 0 | 0 | V1 | U2 | T21 | 5
|  |  | U2 | T22 | 2 |  |  |  | 1 | 0 | 0 | V1 | U2 | T22 | 3
|  |  | U2 | T23 | 2 |  |  |  | 1 | 0 | 0 | V1 | U2 | T23 | 5
|  |  | U2 | T24 | 2 |  |  |  | 1 | 0 | 0 | V1 | U2 | T24 | 5
|  |  | U9 | T1 | 0 | 0 | 0 | 0 |  |  |  | V1 | U9 | T1 | 0
|  |  | U9 | T2 | 0 | 0 | 0 | 0 |  |  |  | V1 | U9 | T2 | 0
|  |  | U9 | T3 | 0 | 0 | 0 | 0 |  |  |  | V1 | U9 | T3 | 0
|  |  | U9 | T4 | 0 | 0 | 0 | 0 |  |  |  | V1 | U9 | T4 | 0
|  |  | U9 | T5 | 0 | 0 | 0 | 0 |  |  |  | V1 | U9 | T5 | 0
|  |  | U9 | T6 | 0 | 0 | 0 | 0 |  |  |  | V1 | U9 | T6 | 0
|  |  | U9 | T7 | 0 | 0 | 0 | 0 |  |  |  | V1 | U9 | T7 | 0
|  |  | U9 | T8 | 0 | 0 | 0 | 0 |  |  |  | V1 | U9 | T8 | 0
|  |  | U9 | T9 | 0 | 0 | 0 | 0 |  |  |  | V1 | U9 | T9 | 0
|  |  | U9 | T10 | 0 | 0 | 0 | 0 |  |  |  | V1 | U9 | T10 | 0
|  |  | U9 | T11 | 0 | 0 | 0 | 0 |  |  |  | V1 | U9 | T11 | 0
|  |  | U9 | T12 | 0 | 0 | 0 | 0 |  |  |  | V1 | U9 | T12 | 0
|  |  | U9 | T13 | 0 | 87.93 | 0 | 454.0425 |  |  |  | V1 | U9 | T13 | 0
|  |  | U9 | T14 | 0 | 77.7416 | 0 | 527.897 |  |  |  | V1 | U9 | T14 | 0
|  |  | U9 | T15 | 0 | 83.7018 | 0 | 607.4137 |  |  |  | V1 | U9 | T15 | 0
|  |  | U9 | T16 | 0 | 68.7072 | 0 | 672.6855 |  |  |  | V1 | U9 | T16 | 0
|  |  | U9 | T17 | 0 | 57.8522 | 0 | 727.6451 |  |  |  | V1 | U9 | T17 | 0
|  |  | U9 | T18 | 0 | 54.2573 | 0 | 779.1895 |  |  |  | V1 | U9 | T18 | 0
|  |  | U9 | T19 | 0 | 0 | 60.73 | 715.2632 |  |  |  | V1 | U9 | T19 | 0
|  |  | U9 | T20 | 0 | 0 | 115 | 594.2105 |  |  |  | V1 | U9 | T20 | 0
|  |  | U9 | T21 | 0 | 0 | 115 | 473.1579 |  |  |  | V1 | U9 | T21 | 0
|  |  | U9 | T22 | 0 | 0 | 115 | 352.1053 |  |  |  | V1 | U9 | T22 | 0
|  |  | U9 | T23 | 0 | 0 | 115 | 231.0526 |  |  |  | V1 | U9 | T23 | 0
|  |  | U9 | T24 | 0 | 0 | 115 | 110 |  |  |  | V1 | U9 | T24 | 0
|  |  | U10 | T1 | 0 | [6 empty] | V1 | U10 | T1 | 0
|  |  | U10 | T2 | 0 | [6 empty] | V1 | U10 | T2 | 0
|  |  | U10 | T3 | 0 | [6 empty] | V1 | U10 | T3 | 0
|  |  | U10 | T4 | 0 | [6 empty] | V1 | U10 | T4 | 0
|  |  | U10 | T5 | 0 | [6 empty] | V1 | U10 | T5 | 0
|  |  | U10 | T6 | 0 | [6 empty] | V1 | U10 | T6 | 0
|  |  | U10 | T7 | 0 | [6 empty] | V1 | U10 | T7 | 0
|  |  | U10 | T8 | 0 | [6 empty] | V1 | U10 | T8 | 0
|  |  | U10 | T9 | 0 | [6 empty] | V1 | U10 | T9 | 0
|  |  | U10 | T10 | 0 | [6 empty] | V1 | U10 | T10 | 0
|  |  | U10 | T11 | 0 | [6 empty] | V1 | U10 | T11 | 0
|  |  | U10 | T12 | 0 | [6 empty] | V1 | U10 | T12 | 0
|  |  | U10 | T13 | 0 | [6 empty] | V1 | U10 | T13 | 0
|  |  | U10 | T14 | 0 | [6 empty] | V1 | U10 | T14 | 0
|  |  | U10 | T15 | 0 | [6 empty] | V1 | U10 | T15 | 0
|  |  | U10 | T16 | 0 | [6 empty] | V1 | U10 | T16 | 0
|  |  | U10 | T17 | 0 | [6 empty] | V1 | U10 | T17 | 0
|  |  | U10 | T18 | 0 | [6 empty] | V1 | U10 | T18 | 0
|  |  | U10 | T19 | 0 | [6 empty] | V1 | U10 | T19 | 0
|  |  | U10 | T20 | 0 | [6 empty] | V1 | U10 | T20 | 0
|  |  | U10 | T21 | 0 | [6 empty] | V1 | U10 | T21 | 0
|  |  | U10 | T22 | 0 | [6 empty] | V1 | U10 | T22 | 0
|  |  | U10 | T23 | 0 | [6 empty] | V1 | U10 | T23 | 0
|  |  | U10 | T24 | 0 | [6 empty] | V1 | U10 | T24 | 0
[12 empty] | V2 | U3 | T1 |  | 0
[12 empty] | V2 | U3 | T2 |  | 0
[12 empty] | V2 | U3 | T3 |  | 0
[12 empty] | V2 | U3 | T4 |  | 0
[12 empty] | V2 | U3 | T5 |  | 0
[12 empty] | V2 | U3 | T6 |  | 0
[12 empty] | V2 | U3 | T7 |  | 0
[12 empty] | V2 | U3 | T8 |  | 0
[12 empty] | V2 | U3 | T9 |  | 0
[12 empty] | V2 | U3 | T10 |  | 0
[12 empty] | V2 | U3 | T11 |  | 0
[12 empty] | V2 | U3 | T12 |  | 0
[12 empty] | V2 | U3 | T13 |  | 2.5
[12 empty] | V2 | U3 | T14 |  | 2.5
[12 empty] | V2 | U3 | T15 |  | 2.5
[12 empty] | V2 | U3 | T16 |  | 2.5
[12 empty] | V2 | U3 | T17 |  | 2.5
[12 empty] | V2 | U3 | T18 |  | 2.5
[12 empty] | V2 | U3 | T19 |  | 2.5
[12 empty] | V2 | U3 | T20 |  | 2.5
[12 empty] | V2 | U3 | T21 |  | 2.5
[12 empty] | V2 | U3 | T22 |  | 2.5
[12 empty] | V2 | U3 | T23 |  | 2.5
[12 empty] | V2 | U3 | T24 |  | 2.5
[12 empty] | V2 | U4 | T1 |  | 0
[12 empty] | V2 | U4 | T2 |  | 0
[12 empty] | V2 | U4 | T3 |  | 0
[12 empty] | V2 | U4 | T4 |  | 0
[12 empty] | V2 | U4 | T5 |  | 0
[12 empty] | V2 | U4 | T6 |  | 0
[12 empty] | V2 | U4 | T7 |  | 0
[12 empty] | V2 | U4 | T8 |  | 0
[12 empty] | V2 | U4 | T9 |  | 0
[12 empty] | V2 | U4 | T10 |  | 0
[12 empty] | V2 | U4 | T11 |  | 0
[12 empty] | V2 | U4 | T12 |  | 0
[12 empty] | V2 | U4 | T13 |  | 0
[12 empty] | V2 | U4 | T14 |  | 2.5
[12 empty] | V2 | U4 | T15 |  | 2.5
[12 empty] | V2 | U4 | T16 |  | 2.5
[12 empty] | V2 | U4 | T17 |  | 2.5
[12 empty] | V2 | U4 | T18 |  | 2.5
[12 empty] | V2 | U4 | T19 |  | 2.5
[12 empty] | V2 | U4 | T20 |  | 0
[12 empty] | V2 | U4 | T21 |  | 0
[12 empty] | V2 | U4 | T22 |  | 0
[12 empty] | V2 | U4 | T23 |  | 0
[12 empty] | V2 | U4 | T24 |  | 0
[12 empty] | V2 | U5 | T1 |  | 0
[12 empty] | V2 | U5 | T2 |  | 0
[12 empty] | V2 | U5 | T3 |  | 0
[12 empty] | V2 | U5 | T4 |  | 0
[12 empty] | V2 | U5 | T5 |  | 0
[12 empty] | V2 | U5 | T6 |  | 0
[12 empty] | V2 | U5 | T7 |  | 0
[12 empty] | V2 | U5 | T8 |  | 0
[12 empty] | V2 | U5 | T9 |  | 0
[12 empty] | V2 | U5 | T10 |  | 0
[12 empty] | V2 | U5 | T11 |  | 0
[12 empty] | V2 | U5 | T12 |  | 0
[12 empty] | V2 | U5 | T13 |  | 0
[12 empty] | V2 | U5 | T14 |  | 0
[12 empty] | V2 | U5 | T15 |  | 0
[12 empty] | V2 | U5 | T16 |  | 0
[12 empty] | V2 | U5 | T17 |  | 0
[12 empty] | V2 | U5 | T18 |  | 0
[12 empty] | V2 | U5 | T19 |  | 0
[12 empty] | V2 | U5 | T20 |  | 0
[12 empty] | V2 | U5 | T21 |  | 0
[12 empty] | V2 | U5 | T22 |  | 0
[12 empty] | V2 | U5 | T23 |  | 0
[12 empty] | V2 | U5 | T24 |  | 0
[12 empty] | V2 | U6 | T1 |  | 0
[12 empty] | V2 | U6 | T2 |  | 0
[12 empty] | V2 | U6 | T3 |  | 0
[12 empty] | V2 | U6 | T4 |  | 0
[12 empty] | V2 | U6 | T5 |  | 0
[12 empty] | V2 | U6 | T6 |  | 0
[12 empty] | V2 | U6 | T7 |  | 0
[12 empty] | V2 | U6 | T8 |  | 0
[12 empty] | V2 | U6 | T9 |  | 0
[12 empty] | V2 | U6 | T10 |  | 0
[12 empty] | V2 | U6 | T11 |  | 0
[12 empty] | V2 | U6 | T12 |  | 0
[12 empty] | V2 | U6 | T13 |  | 0
[12 empty] | V2 | U6 | T14 |  | 0
[12 empty] | V2 | U6 | T15 |  | 6.5837
[12 empty] | V2 | U6 | T16 |  | 8.6
[12 empty] | V2 | U6 | T17 |  | 8.6
[12 empty] | V2 | U6 | T18 |  | 8
[12 empty] | V2 | U6 | T19 |  | 8
[12 empty] | V2 | U6 | T20 |  | 7.586
[12 empty] | V2 | U6 | T21 |  | 7.4571
[12 empty] | V2 | U6 | T22 |  | 8.1
[12 empty] | V2 | U6 | T23 |  | 9
[12 empty] | V2 | U6 | T24 |  | 9
[12 empty] | V2 | U1 | T1 |  | 0
[12 empty] | V2 | U1 | T2 |  | 0
[12 empty] | V2 | U1 | T3 |  | 0
[12 empty] | V2 | U1 | T4 |  | 0
[12 empty] | V2 | U1 | T5 |  | 0
[12 empty] | V2 | U1 | T6 |  | 0
[12 empty] | V2 | U1 | T7 |  | 0
[12 empty] | V2 | U1 | T8 |  | 0
[12 empty] | V2 | U1 | T9 |  | 0
[12 empty] | V2 | U1 | T10 |  | 0
[12 empty] | V2 | U1 | T11 |  | 0
[12 empty] | V2 | U1 | T12 |  | 0
[12 empty] | V2 | U1 | T13 |  | 19
[12 empty] | V2 | U1 | T14 |  | 16.5
[12 empty] | V2 | U1 | T15 |  | 9.9163
[12 empty] | V2 | U1 | T16 |  | 7.9
[12 empty] | V2 | U1 | T17 |  | 7.9
[12 empty] | V2 | U1 | T18 |  | 8.5
[12 empty] | V2 | U1 | T19 |  | 8.5
[12 empty] | V2 | U1 | T20 |  | 11.414
[12 empty] | V2 | U1 | T21 |  | 11.5429
[12 empty] | V2 | U1 | T22 |  | 10.9
[12 empty] | V2 | U1 | T23 |  | 10
[12 empty] | V2 | U1 | T24 |  | 10
[12 empty] | V2 | U2 | T1 |  | 0
[12 empty] | V2 | U2 | T2 |  | 0
[12 empty] | V2 | U2 | T3 |  | 0
[12 empty] | V2 | U2 | T4 |  | 0
[12 empty] | V2 | U2 | T5 |  | 0
[12 empty] | V2 | U2 | T6 |  | 0
[12 empty] | V2 | U2 | T7 |  | 0
[12 empty] | V2 | U2 | T8 |  | 0
[12 empty] | V2 | U2 | T9 |  | 0
[12 empty] | V2 | U2 | T10 |  | 0
[12 empty] | V2 | U2 | T11 |  | 0
[12 empty] | V2 | U2 | T12 |  | 0
[12 empty] | V2 | U2 | T13 |  | 0
[12 empty] | V2 | U2 | T14 |  | 0
[12 empty] | V2 | U2 | T15 |  | 0
[12 empty] | V2 | U2 | T16 |  | 0
[12 empty] | V2 | U2 | T17 |  | 0
[12 empty] | V2 | U2 | T18 |  | 0
[12 empty] | V2 | U2 | T19 |  | 0
[12 empty] | V2 | U2 | T20 |  | 0
[12 empty] | V2 | U2 | T21 |  | 0
[12 empty] | V2 | U2 | T22 |  | 0
[12 empty] | V2 | U2 | T23 |  | 0
[12 empty] | V2 | U2 | T24 |  | 0
[12 empty] | V2 | U9 | T1 |  | 0
[12 empty] | V2 | U9 | T2 |  | 0
[12 empty] | V2 | U9 | T3 |  | 0
[12 empty] | V2 | U9 | T4 |  | 0
[12 empty] | V2 | U9 | T5 |  | 0
[12 empty] | V2 | U9 | T6 |  | 0
[12 empty] | V2 | U9 | T7 |  | 0
[12 empty] | V2 | U9 | T8 |  | 0
[12 empty] | V2 | U9 | T9 |  | 0
[12 empty] | V2 | U9 | T10 |  | 0
[12 empty] | V2 | U9 | T11 |  | 0
[12 empty] | V2 | U9 | T12 |  | 0
[12 empty] | V2 | U9 | T13 |  | 0
[12 empty] | V2 | U9 | T14 |  | 0
[12 empty] | V2 | U9 | T15 |  | 0
[12 empty] | V2 | U9 | T16 |  | 0
[12 empty] | V2 | U9 | T17 |  | 0
[12 empty] | V2 | U9 | T18 |  | 0
[12 empty] | V2 | U9 | T19 |  | 0
[12 empty] | V2 | U9 | T20 |  | 0
[12 empty] | V2 | U9 | T21 |  | 0
[12 empty] | V2 | U9 | T22 |  | 0
[12 empty] | V2 | U9 | T23 |  | 0
[12 empty] | V2 | U9 | T24 |  | 0
[12 empty] | V2 | U10 | T1 |  | 0
[12 empty] | V2 | U10 | T2 |  | 0
[12 empty] | V2 | U10 | T3 |  | 0
[12 empty] | V2 | U10 | T4 |  | 0
[12 empty] | V2 | U10 | T5 |  | 0
[12 empty] | V2 | U10 | T6 |  | 0
[12 empty] | V2 | U10 | T7 |  | 0
[12 empty] | V2 | U10 | T8 |  | 0
[12 empty] | V2 | U10 | T9 |  | 0
[12 empty] | V2 | U10 | T10 |  | 0
[12 empty] | V2 | U10 | T11 |  | 0
[12 empty] | V2 | U10 | T12 |  | 0
[12 empty] | V2 | U10 | T13 |  | 0
[12 empty] | V2 | U10 | T14 |  | 0
[12 empty] | V2 | U10 | T15 |  | 0
[12 empty] | V2 | U10 | T16 |  | 0
[12 empty] | V2 | U10 | T17 |  | 0
[12 empty] | V2 | U10 | T18 |  | 0
[12 empty] | V2 | U10 | T19 |  | 0
[12 empty] | V2 | U10 | T20 |  | 0
[12 empty] | V2 | U10 | T21 |  | 0
[12 empty] | V2 | U10 | T22 |  | 0
[12 empty] | V2 | U10 | T23 |  | 0
[12 empty] | V2 | U10 | T24 |  | 0

## IDM7
IDM7 results | Unit | Description | [6 empty] | IDM7 results | Unit | Description
Period | - | \\ Identification of period (T) | [6 empty] | Profit IDM [Euro] | [Euro] | \\ Total profit obtained in the IDM7
VPP ID | - | \\ Identification of VPP unit for indexing (U) | [6 empty] | Revenue IDM [Euro] | [Euro] | \\ Total revenue obtained in the IDM7
Traded Power IDM [MW] | [MW] | \\ Changes in traded power of VPP in the IDM7 session compared to IDM6 session | [6 empty] | Cost IDM [Euro] | [Euro] | \\ Total cost in the IDM7
Generation IDM [MW] | [MW] | \\ Power dispatch of unit u in time period t in IDM7 | [6 empty] | Operation cost IDM [Euro] | [Euro] | \\ Changes in operation cost in IDM7 compared to IDM6
Ess charge IDM [MW] | [MW] | \\ ESS charging power in IDM7 | [6 empty] | Robust cost IDM [Euro] | [Euro] | \\ Changes in IDM price robustness cost in IDM7 session compared to IDM6
Ess discharge IDM [MW] | [MW] | \\ ESS discharging power in IDM7 | [6 empty] | State IDM [-] | [Euro] | \\ Convergence status of optimization problem (1 for optimal solution)
Ess energy IDM [MW] | [MWh] | \\ ESS energy in IDM7 | [6 empty] | Time IDM [s] | [second] | Computational time of optimization problem
Commitment IDM [-] | [0/1] | \\ Commitment status of DRES and STH units in IDM7
Start Up IDM [-] | [0/1] | \\ DRES and STH started up condition in IDM7
Shut Down IDM [-] | [0/1] | \\ DRES and STH shutdown condition in IDM7
UP SR SRM [MW] | [MW] | \\ UP SR provided by units at time t for calls on condition v
Down SR SRM [MW] | [MW] | \\ Down SR provided by units at time t for calls on condition v
| Traded Power IDM [MW] |  |  |  | Generation IDM [MW] | Ess charge IDM [MW] | Ess discharge IDM [MW] | Ess energy IDM [MW] | Commitment IDM [-] | Start Up IDM [-] | Shut Down IDM [-] |  |  |  | UP SR SRM [MW] | Down SR SRM [MW] | Profit IDM [Euro] | -362.2843
T1 | 0 |  | U3 | T1 | 21.63 | [6 empty] | V1 | U3 | T1 | 0 |  | Revenue IDM [Euro] | -244.5967
T2 | 0 |  | U3 | T2 | 5.94 | [6 empty] | V1 | U3 | T2 | 0 |  | Cost IDM [Euro] | 117.6876
T3 | 0 |  | U3 | T3 | 20.59 | [6 empty] | V1 | U3 | T3 | 0 |  | Operation cost IDM [Euro] | 63.45
T4 | 0 |  | U3 | T4 | 19.97 | [6 empty] | V1 | U3 | T4 | 0 |  | Robust cost IDM [Euro] | 54.2376
T5 | 0 |  | U3 | T5 | 21.82 | [6 empty] | V1 | U3 | T5 | 0 |  | State IDM [-] | 1
T6 | 0 |  | U3 | T6 | 21.99 | [6 empty] | V1 | U3 | T6 | 0 |  | Time IDM [s] | 0.111
T7 | 0 |  | U3 | T7 | 22.64 | [6 empty] | V1 | U3 | T7 | 0
T8 | 0 |  | U3 | T8 | 10.1 | [6 empty] | V1 | U3 | T8 | 0
T9 | 0 |  | U3 | T9 | 13.3 | [6 empty] | V1 | U3 | T9 | 0
T10 | 0 |  | U3 | T10 | 22.57 | [6 empty] | V1 | U3 | T10 | 0
T11 | 0 |  | U3 | T11 | 8.33 | [6 empty] | V1 | U3 | T11 | 0
T12 | 0 |  | U3 | T12 | 8.22 | [6 empty] | V1 | U3 | T12 | 0
T13 | 0 |  | U3 | T13 | 20.05 | [6 empty] | V1 | U3 | T13 | 0
T14 | 0 |  | U3 | T14 | 8.85 | [6 empty] | V1 | U3 | T14 | 0
T15 | 0 |  | U3 | T15 | 7.47 | [6 empty] | V1 | U3 | T15 | 0
T16 | 0 |  | U3 | T16 | 9.87 | [6 empty] | V1 | U3 | T16 | 0
T17 | 0 |  | U3 | T17 | 10.87 | [6 empty] | V1 | U3 | T17 | 0
T18 | 0 |  | U3 | T18 | 13.42 | [6 empty] | V1 | U3 | T18 | 0
T19 | 0 |  | U3 | T19 | 22.52 | [6 empty] | V1 | U3 | T19 | 0
T20 | 0 |  | U3 | T20 | 17.65 | [6 empty] | V1 | U3 | T20 | 0
T21 | -1.3 |  | U3 | T21 | 20.09 | [6 empty] | V1 | U3 | T21 | 0
T22 | 0 |  | U3 | T22 | 23.87 | [6 empty] | V1 | U3 | T22 | 0
T23 | -3.47 |  | U3 | T23 | 18.52 | [6 empty] | V1 | U3 | T23 | 2.5
T24 | -1.4211e-13 |  | U3 | T24 | 18.47 | [6 empty] | V1 | U3 | T24 | 2.5
|  |  | U4 | T1 | 0 | [6 empty] | V1 | U4 | T1 | 0
|  |  | U4 | T2 | 0 | [6 empty] | V1 | U4 | T2 | 0
|  |  | U4 | T3 | 0 | [6 empty] | V1 | U4 | T3 | 0
|  |  | U4 | T4 | 0 | [6 empty] | V1 | U4 | T4 | 0
|  |  | U4 | T5 | 0 | [6 empty] | V1 | U4 | T5 | 0
|  |  | U4 | T6 | 0 | [6 empty] | V1 | U4 | T6 | 0
|  |  | U4 | T7 | 0 | [6 empty] | V1 | U4 | T7 | 0
|  |  | U4 | T8 | 1.13 | [6 empty] | V1 | U4 | T8 | 0
|  |  | U4 | T9 | 12.2 | [6 empty] | V1 | U4 | T9 | 0
|  |  | U4 | T10 | 27.9 | [6 empty] | V1 | U4 | T10 | 0
|  |  | U4 | T11 | 32.38 | [6 empty] | V1 | U4 | T11 | 0
|  |  | U4 | T12 | 36.42 | [6 empty] | V1 | U4 | T12 | 0
|  |  | U4 | T13 | 42.6 | [6 empty] | V1 | U4 | T13 | 0
|  |  | U4 | T14 | 43.19 | [6 empty] | V1 | U4 | T14 | 0
|  |  | U4 | T15 | 42.71 | [6 empty] | V1 | U4 | T15 | 0
|  |  | U4 | T16 | 37.94 | [6 empty] | V1 | U4 | T16 | 0
|  |  | U4 | T17 | 32.84 | [6 empty] | V1 | U4 | T17 | 0
|  |  | U4 | T18 | 24 | [6 empty] | V1 | U4 | T18 | 0
|  |  | U4 | T19 | 11.32 | [6 empty] | V1 | U4 | T19 | 0
|  |  | U4 | T20 | 0.92 | [6 empty] | V1 | U4 | T20 | 0
|  |  | U4 | T21 | 0 | [6 empty] | V1 | U4 | T21 | 0
|  |  | U4 | T22 | 0 | [6 empty] | V1 | U4 | T22 | 0
|  |  | U4 | T23 | 0 | [6 empty] | V1 | U4 | T23 | 0
|  |  | U4 | T24 | 0 | [6 empty] | V1 | U4 | T24 | 0
|  |  | U5 | T1 | 0 |  |  |  | 0 | 0 | 0 | V1 | U5 | T1 | 0
|  |  | U5 | T2 | 0 |  |  |  | 0 | 0 | 0 | V1 | U5 | T2 | 0
|  |  | U5 | T3 | 0 |  |  |  | 0 | 0 | 0 | V1 | U5 | T3 | 0
|  |  | U5 | T4 | 0 |  |  |  | 0 | 0 | 0 | V1 | U5 | T4 | 0
|  |  | U5 | T5 | 0 |  |  |  | 0 | 0 | 0 | V1 | U5 | T5 | 0
|  |  | U5 | T6 | 0 |  |  |  | 0 | 0 | 0 | V1 | U5 | T6 | 0
|  |  | U5 | T7 | 0 |  |  |  | 0 | 0 | 0 | V1 | U5 | T7 | 0
|  |  | U5 | T8 | 0 |  |  |  | 0 | 0 | 0 | V1 | U5 | T8 | 0
|  |  | U5 | T9 | 0 |  |  |  | 1 | 0 | 0 | V1 | U5 | T9 | 0
|  |  | U5 | T10 | 55.3 |  |  |  | 1 | 0 | 0 | V1 | U5 | T10 | 0
|  |  | U5 | T11 | 55.3 |  |  |  | 1 | 0 | 0 | V1 | U5 | T11 | 0
|  |  | U5 | T12 | 55.3 |  |  |  | 1 | 0 | 0 | V1 | U5 | T12 | 0
|  |  | U5 | T13 | 55.3 |  |  |  | 1 | 0 | 0 | V1 | U5 | T13 | 0
|  |  | U5 | T14 | 52.3925 |  |  |  | 1 | 0 | 0 | V1 | U5 | T14 | 0
|  |  | U5 | T15 | 52.7081 |  |  |  | 1 | 0 | 0 | V1 | U5 | T15 | 0
|  |  | U5 | T16 | 53.0995 |  |  |  | 1 | 0 | 0 | V1 | U5 | T16 | 0
|  |  | U5 | T17 | 55.2089 |  |  |  | 1 | 0 | 0 | V1 | U5 | T17 | 0
|  |  | U5 | T18 | 48.9871 |  |  |  | 1 | 0 | 0 | V1 | U5 | T18 | 0
|  |  | U5 | T19 | 55.3 |  |  |  | 1 | 0 | 0 | V1 | U5 | T19 | 0
|  |  | U5 | T20 | 45.05 |  |  |  | 1 | 0 | 0 | V1 | U5 | T20 | 0
|  |  | U5 | T21 | 45.05 |  |  |  | 1 | 0 | 0 | V1 | U5 | T21 | 0
|  |  | U5 | T22 | 45.05 |  |  |  | 1 | 0 | 0 | V1 | U5 | T22 | 0
|  |  | U5 | T23 | 45.05 |  |  |  | 1 | 0 | 0 | V1 | U5 | T23 | 0
|  |  | U5 | T24 | 45.05 |  |  |  | 1 | 0 | 0 | V1 | U5 | T24 | 0
|  |  | U6 | T1 | 38 | [6 empty] | V1 | U6 | T1 | 0
|  |  | U6 | T2 | 38 | [6 empty] | V1 | U6 | T2 | 0
|  |  | U6 | T3 | 38 | [6 empty] | V1 | U6 | T3 | 0
|  |  | U6 | T4 | 38 | [6 empty] | V1 | U6 | T4 | 0
|  |  | U6 | T5 | 38 | [6 empty] | V1 | U6 | T5 | 0
|  |  | U6 | T6 | 38 | [6 empty] | V1 | U6 | T6 | 0
|  |  | U6 | T7 | 38 | [6 empty] | V1 | U6 | T7 | 0
|  |  | U6 | T8 | 116 | [6 empty] | V1 | U6 | T8 | 0
|  |  | U6 | T9 | 116 | [6 empty] | V1 | U6 | T9 | 0
|  |  | U6 | T10 | 78.9526 | [6 empty] | V1 | U6 | T10 | 0
|  |  | U6 | T11 | 74 | [6 empty] | V1 | U6 | T11 | 0
|  |  | U6 | T12 | 74 | [6 empty] | V1 | U6 | T12 | 0
|  |  | U6 | T13 | 63.8 | [6 empty] | V1 | U6 | T13 | 0
|  |  | U6 | T14 | 63.8 | [6 empty] | V1 | U6 | T14 | 0
|  |  | U6 | T15 | 88.0163 | [6 empty] | V1 | U6 | T15 | 0
|  |  | U6 | T16 | 86 | [6 empty] | V1 | U6 | T16 | 0
|  |  | U6 | T17 | 86 | [6 empty] | V1 | U6 | T17 | 0
|  |  | U6 | T18 | 80 | [6 empty] | V1 | U6 | T18 | 0
|  |  | U6 | T19 | 80 | [6 empty] | V1 | U6 | T19 | 0
|  |  | U6 | T20 | 75.8598 | [6 empty] | V1 | U6 | T20 | 0
|  |  | U6 | T21 | 74.5713 | [6 empty] | V1 | U6 | T21 | 2.5713
|  |  | U6 | T22 | 81 | [6 empty] | V1 | U6 | T22 | 0
|  |  | U6 | T23 | 90 | [6 empty] | V1 | U6 | T23 | 9
|  |  | U6 | T24 | 90 | [6 empty] | V1 | U6 | T24 | 9
|  |  | U1 | T1 | 28.1972 |  |  |  | 1 | 0 | 0 | V1 | U1 | T1 | 0
|  |  | U1 | T2 | 43.2405 |  |  |  | 1 | 0 | 0 | V1 | U1 | T2 | 0
|  |  | U1 | T3 | 39.8 |  |  |  | 1 | 0 | 0 | V1 | U1 | T3 | 0
|  |  | U1 | T4 | 44.17 |  |  |  | 1 | 0 | 0 | V1 | U1 | T4 | 0
|  |  | U1 | T5 | 32.4157 |  |  |  | 1 | 0 | 0 | V1 | U1 | T5 | 0
|  |  | U1 | T6 | 43.4695 |  |  |  | 1 | 0 | 0 | V1 | U1 | T6 | 0
|  |  | U1 | T7 | 33.8741 |  |  |  | 1 | 0 | 0 | V1 | U1 | T7 | 0
|  |  | U1 | T8 | 49.309 |  |  |  | 1 | 0 | 0 | V1 | U1 | T8 | 0
|  |  | U1 | T9 | 47.6 |  |  |  | 1 | 0 | 0 | V1 | U1 | T9 | 0
|  |  | U1 | T10 | 38.0346 |  |  |  | 1 | 0 | 0 | V1 | U1 | T10 | 0
|  |  | U1 | T11 | 32.4587 |  |  |  | 1 | 0 | 0 | V1 | U1 | T11 | 0
|  |  | U1 | T12 | 19.1 |  |  |  | 1 | 0 | 0 | V1 | U1 | T12 | 0
|  |  | U1 | T13 | 29.0581 |  |  |  | 1 | 0 | 0 | V1 | U1 | T13 | 0
|  |  | U1 | T14 | 26.5 |  |  |  | 1 | 0 | 0 | V1 | U1 | T14 | 0
|  |  | U1 | T15 | 19.9163 |  |  |  | 1 | 0 | 0 | V1 | U1 | T15 | 0
|  |  | U1 | T16 | 17.9 |  |  |  | 1 | 0 | 0 | V1 | U1 | T16 | 0
|  |  | U1 | T17 | 17.9 |  |  |  | 1 | 0 | 0 | V1 | U1 | T17 | 0
|  |  | U1 | T18 | 18.5 |  |  |  | 1 | 0 | 0 | V1 | U1 | T18 | 0
|  |  | U1 | T19 | 44 |  |  |  | 1 | 0 | 0 | V1 | U1 | T19 | 0
|  |  | U1 | T20 | 50 |  |  |  | 1 | 0 | 0 | V1 | U1 | T20 | 0
|  |  | U1 | T21 | 50 |  |  |  | 1 | 0 | 0 | V1 | U1 | T21 | 0
|  |  | U1 | T22 | 50 |  |  |  | 1 | 0 | 0 | V1 | U1 | T22 | 0
|  |  | U1 | T23 | 45 |  |  |  | 1 | 0 | 0 | V1 | U1 | T23 | 5
|  |  | U1 | T24 | 45 |  |  |  | 1 | 0 | 0 | V1 | U1 | T24 | 5
|  |  | U2 | T1 | 2 |  |  |  | 1 | 0 | 0 | V1 | U2 | T1 | 0
|  |  | U2 | T2 | 2 |  |  |  | 1 | 0 | 0 | V1 | U2 | T2 | 0
|  |  | U2 | T3 | 2 |  |  |  | 1 | 0 | 0 | V1 | U2 | T3 | 0
|  |  | U2 | T4 | 2 |  |  |  | 1 | 0 | 0 | V1 | U2 | T4 | 0
|  |  | U2 | T5 | 2 |  |  |  | 1 | 0 | 0 | V1 | U2 | T5 | 0
|  |  | U2 | T6 | 2 |  |  |  | 1 | 0 | 0 | V1 | U2 | T6 | 0
|  |  | U2 | T7 | 2 |  |  |  | 1 | 0 | 0 | V1 | U2 | T7 | 0
|  |  | U2 | T8 | 2 |  |  |  | 1 | 0 | 0 | V1 | U2 | T8 | 0
|  |  | U2 | T9 | 2 |  |  |  | 1 | 0 | 0 | V1 | U2 | T9 | 0
|  |  | U2 | T10 | 2 |  |  |  | 1 | 0 | 0 | V1 | U2 | T10 | 0
|  |  | U2 | T11 | 2 |  |  |  | 1 | 0 | 0 | V1 | U2 | T11 | 0
|  |  | U2 | T12 | 2 |  |  |  | 1 | 0 | 0 | V1 | U2 | T12 | 0
|  |  | U2 | T13 | 2 |  |  |  | 1 | 0 | 0 | V1 | U2 | T13 | 0
|  |  | U2 | T14 | 2 |  |  |  | 1 | 0 | 0 | V1 | U2 | T14 | 0
|  |  | U2 | T15 | 2 |  |  |  | 1 | 0 | 0 | V1 | U2 | T15 | 0
|  |  | U2 | T16 | 2 |  |  |  | 1 | 0 | 0 | V1 | U2 | T16 | 0
|  |  | U2 | T17 | 2 |  |  |  | 1 | 0 | 0 | V1 | U2 | T17 | 0
|  |  | U2 | T18 | 2 |  |  |  | 1 | 0 | 0 | V1 | U2 | T18 | 0
|  |  | U2 | T19 | 2 |  |  |  | 1 | 0 | 0 | V1 | U2 | T19 | 0
|  |  | U2 | T20 | 2 |  |  |  | 1 | 0 | 0 | V1 | U2 | T20 | 0
|  |  | U2 | T21 | 5 |  |  |  | 1 | 0 | 0 | V1 | U2 | T21 | 5
|  |  | U2 | T22 | 2 |  |  |  | 1 | 0 | 0 | V1 | U2 | T22 | 3
|  |  | U2 | T23 | 2 |  |  |  | 1 | 0 | 0 | V1 | U2 | T23 | 5
|  |  | U2 | T24 | 2 |  |  |  | 1 | 0 | 0 | V1 | U2 | T24 | 5
|  |  | U9 | T1 | 0 | 0 | 0 | 0 |  |  |  | V1 | U9 | T1 | 0
|  |  | U9 | T2 | 0 | 0 | 0 | 0 |  |  |  | V1 | U9 | T2 | 0
|  |  | U9 | T3 | 0 | 0 | 0 | 0 |  |  |  | V1 | U9 | T3 | 0
|  |  | U9 | T4 | 0 | 0 | 0 | 0 |  |  |  | V1 | U9 | T4 | 0
|  |  | U9 | T5 | 0 | 0 | 0 | 0 |  |  |  | V1 | U9 | T5 | 0
|  |  | U9 | T6 | 0 | 0 | 0 | 0 |  |  |  | V1 | U9 | T6 | 0
|  |  | U9 | T7 | 0 | 0 | 0 | 0 |  |  |  | V1 | U9 | T7 | 0
|  |  | U9 | T8 | 0 | 0 | 0 | 0 |  |  |  | V1 | U9 | T8 | 0
|  |  | U9 | T9 | 0 | 0 | 0 | 0 |  |  |  | V1 | U9 | T9 | 0
|  |  | U9 | T10 | 0 | 0 | 0 | 0 |  |  |  | V1 | U9 | T10 | 0
|  |  | U9 | T11 | 0 | 0 | 0 | 0 |  |  |  | V1 | U9 | T11 | 0
|  |  | U9 | T12 | 0 | 0 | 0 | 0 |  |  |  | V1 | U9 | T12 | 0
|  |  | U9 | T13 | 0 | 0 | 0 | 0 |  |  |  | V1 | U9 | T13 | 0
|  |  | U9 | T14 | 0 | 0 | 0 | 0 |  |  |  | V1 | U9 | T14 | 0
|  |  | U9 | T15 | 0 | 0 | 0 | 0 |  |  |  | V1 | U9 | T15 | 0
|  |  | U9 | T16 | 0 | 0 | 0 | 0 |  |  |  | V1 | U9 | T16 | 0
|  |  | U9 | T17 | 0 | 0 | 0 | 0 |  |  |  | V1 | U9 | T17 | 0
|  |  | U9 | T18 | 0 | 0 | 0 | 0 |  |  |  | V1 | U9 | T18 | 0
|  |  | U9 | T19 | 0 | 0 | 0 | 0 |  |  |  | V1 | U9 | T19 | 0
|  |  | U9 | T20 | 0 | 0 | 0 | 0 |  |  |  | V1 | U9 | T20 | 0
|  |  | U9 | T21 | 0 | 0 | 115 | 473.1579 |  |  |  | V1 | U9 | T21 | 0
|  |  | U9 | T22 | 0 | 0 | 115 | 352.1053 |  |  |  | V1 | U9 | T22 | 0
|  |  | U9 | T23 | 0 | 0 | 115 | 231.0526 |  |  |  | V1 | U9 | T23 | 0
|  |  | U9 | T24 | 0 | 0 | 115 | 110 |  |  |  | V1 | U9 | T24 | 0
|  |  | U10 | T1 | 0 | [6 empty] | V1 | U10 | T1 | 0
|  |  | U10 | T2 | 0 | [6 empty] | V1 | U10 | T2 | 0
|  |  | U10 | T3 | 0 | [6 empty] | V1 | U10 | T3 | 0
|  |  | U10 | T4 | 0 | [6 empty] | V1 | U10 | T4 | 0
|  |  | U10 | T5 | 0 | [6 empty] | V1 | U10 | T5 | 0
|  |  | U10 | T6 | 0 | [6 empty] | V1 | U10 | T6 | 0
|  |  | U10 | T7 | 0 | [6 empty] | V1 | U10 | T7 | 0
|  |  | U10 | T8 | 0 | [6 empty] | V1 | U10 | T8 | 0
|  |  | U10 | T9 | 0 | [6 empty] | V1 | U10 | T9 | 0
|  |  | U10 | T10 | 0 | [6 empty] | V1 | U10 | T10 | 0
|  |  | U10 | T11 | 0 | [6 empty] | V1 | U10 | T11 | 0
|  |  | U10 | T12 | 0 | [6 empty] | V1 | U10 | T12 | 0
|  |  | U10 | T13 | 0 | [6 empty] | V1 | U10 | T13 | 0
|  |  | U10 | T14 | 0 | [6 empty] | V1 | U10 | T14 | 0
|  |  | U10 | T15 | 0 | [6 empty] | V1 | U10 | T15 | 0
|  |  | U10 | T16 | 0 | [6 empty] | V1 | U10 | T16 | 0
|  |  | U10 | T17 | 0 | [6 empty] | V1 | U10 | T17 | 0
|  |  | U10 | T18 | 0 | [6 empty] | V1 | U10 | T18 | 0
|  |  | U10 | T19 | 0 | [6 empty] | V1 | U10 | T19 | 0
|  |  | U10 | T20 | 0 | [6 empty] | V1 | U10 | T20 | 0
|  |  | U10 | T21 | 0 | [6 empty] | V1 | U10 | T21 | 0
|  |  | U10 | T22 | 0 | [6 empty] | V1 | U10 | T22 | 0
|  |  | U10 | T23 | 0 | [6 empty] | V1 | U10 | T23 | 0
|  |  | U10 | T24 | 0 | [6 empty] | V1 | U10 | T24 | 0
[12 empty] | V2 | U3 | T1 |  | 0
[12 empty] | V2 | U3 | T2 |  | 0
[12 empty] | V2 | U3 | T3 |  | 0
[12 empty] | V2 | U3 | T4 |  | 0
[12 empty] | V2 | U3 | T5 |  | 0
[12 empty] | V2 | U3 | T6 |  | 0
[12 empty] | V2 | U3 | T7 |  | 0
[12 empty] | V2 | U3 | T8 |  | 0
[12 empty] | V2 | U3 | T9 |  | 0
[12 empty] | V2 | U3 | T10 |  | 0
[12 empty] | V2 | U3 | T11 |  | 0
[12 empty] | V2 | U3 | T12 |  | 0
[12 empty] | V2 | U3 | T13 |  | 0
[12 empty] | V2 | U3 | T14 |  | 0
[12 empty] | V2 | U3 | T15 |  | 0
[12 empty] | V2 | U3 | T16 |  | 0
[12 empty] | V2 | U3 | T17 |  | 0
[12 empty] | V2 | U3 | T18 |  | 0
[12 empty] | V2 | U3 | T19 |  | 0
[12 empty] | V2 | U3 | T20 |  | 0
[12 empty] | V2 | U3 | T21 |  | 2.5
[12 empty] | V2 | U3 | T22 |  | 2.5
[12 empty] | V2 | U3 | T23 |  | 0
[12 empty] | V2 | U3 | T24 |  | 0
[12 empty] | V2 | U4 | T1 |  | 0
[12 empty] | V2 | U4 | T2 |  | 0
[12 empty] | V2 | U4 | T3 |  | 0
[12 empty] | V2 | U4 | T4 |  | 0
[12 empty] | V2 | U4 | T5 |  | 0
[12 empty] | V2 | U4 | T6 |  | 0
[12 empty] | V2 | U4 | T7 |  | 0
[12 empty] | V2 | U4 | T8 |  | 0
[12 empty] | V2 | U4 | T9 |  | 0
[12 empty] | V2 | U4 | T10 |  | 0
[12 empty] | V2 | U4 | T11 |  | 0
[12 empty] | V2 | U4 | T12 |  | 0
[12 empty] | V2 | U4 | T13 |  | 0
[12 empty] | V2 | U4 | T14 |  | 0
[12 empty] | V2 | U4 | T15 |  | 0
[12 empty] | V2 | U4 | T16 |  | 0
[12 empty] | V2 | U4 | T17 |  | 0
[12 empty] | V2 | U4 | T18 |  | 0
[12 empty] | V2 | U4 | T19 |  | 0
[12 empty] | V2 | U4 | T20 |  | 0
[12 empty] | V2 | U4 | T21 |  | 0
[12 empty] | V2 | U4 | T22 |  | 0
[12 empty] | V2 | U4 | T23 |  | 0
[12 empty] | V2 | U4 | T24 |  | 0
[12 empty] | V2 | U5 | T1 |  | 0
[12 empty] | V2 | U5 | T2 |  | 0
[12 empty] | V2 | U5 | T3 |  | 0
[12 empty] | V2 | U5 | T4 |  | 0
[12 empty] | V2 | U5 | T5 |  | 0
[12 empty] | V2 | U5 | T6 |  | 0
[12 empty] | V2 | U5 | T7 |  | 0
[12 empty] | V2 | U5 | T8 |  | 0
[12 empty] | V2 | U5 | T9 |  | 0
[12 empty] | V2 | U5 | T10 |  | 0
[12 empty] | V2 | U5 | T11 |  | 0
[12 empty] | V2 | U5 | T12 |  | 0
[12 empty] | V2 | U5 | T13 |  | 0
[12 empty] | V2 | U5 | T14 |  | 0
[12 empty] | V2 | U5 | T15 |  | 0
[12 empty] | V2 | U5 | T16 |  | 0
[12 empty] | V2 | U5 | T17 |  | 0
[12 empty] | V2 | U5 | T18 |  | 0
[12 empty] | V2 | U5 | T19 |  | 0
[12 empty] | V2 | U5 | T20 |  | 0
[12 empty] | V2 | U5 | T21 |  | 0
[12 empty] | V2 | U5 | T22 |  | 0
[12 empty] | V2 | U5 | T23 |  | 0
[12 empty] | V2 | U5 | T24 |  | 0
[12 empty] | V2 | U6 | T1 |  | 0
[12 empty] | V2 | U6 | T2 |  | 0
[12 empty] | V2 | U6 | T3 |  | 0
[12 empty] | V2 | U6 | T4 |  | 0
[12 empty] | V2 | U6 | T5 |  | 0
[12 empty] | V2 | U6 | T6 |  | 0
[12 empty] | V2 | U6 | T7 |  | 0
[12 empty] | V2 | U6 | T8 |  | 0
[12 empty] | V2 | U6 | T9 |  | 0
[12 empty] | V2 | U6 | T10 |  | 0
[12 empty] | V2 | U6 | T11 |  | 0
[12 empty] | V2 | U6 | T12 |  | 0
[12 empty] | V2 | U6 | T13 |  | 0
[12 empty] | V2 | U6 | T14 |  | 0
[12 empty] | V2 | U6 | T15 |  | 0
[12 empty] | V2 | U6 | T16 |  | 0
[12 empty] | V2 | U6 | T17 |  | 0
[12 empty] | V2 | U6 | T18 |  | 0
[12 empty] | V2 | U6 | T19 |  | 0
[12 empty] | V2 | U6 | T20 |  | 0
[12 empty] | V2 | U6 | T21 |  | 7.4571
[12 empty] | V2 | U6 | T22 |  | 8.1
[12 empty] | V2 | U6 | T23 |  | 0
[12 empty] | V2 | U6 | T24 |  | 0
[12 empty] | V2 | U1 | T1 |  | 0
[12 empty] | V2 | U1 | T2 |  | 0
[12 empty] | V2 | U1 | T3 |  | 0
[12 empty] | V2 | U1 | T4 |  | 0
[12 empty] | V2 | U1 | T5 |  | 0
[12 empty] | V2 | U1 | T6 |  | 0
[12 empty] | V2 | U1 | T7 |  | 0
[12 empty] | V2 | U1 | T8 |  | 0
[12 empty] | V2 | U1 | T9 |  | 0
[12 empty] | V2 | U1 | T10 |  | 0
[12 empty] | V2 | U1 | T11 |  | 0
[12 empty] | V2 | U1 | T12 |  | 0
[12 empty] | V2 | U1 | T13 |  | 0
[12 empty] | V2 | U1 | T14 |  | 0
[12 empty] | V2 | U1 | T15 |  | 0
[12 empty] | V2 | U1 | T16 |  | 0
[12 empty] | V2 | U1 | T17 |  | 0
[12 empty] | V2 | U1 | T18 |  | 0
[12 empty] | V2 | U1 | T19 |  | 0
[12 empty] | V2 | U1 | T20 |  | 0
[12 empty] | V2 | U1 | T21 |  | 11.5429
[12 empty] | V2 | U1 | T22 |  | 10.9
[12 empty] | V2 | U1 | T23 |  | 21.5
[12 empty] | V2 | U1 | T24 |  | 21.5
[12 empty] | V2 | U2 | T1 |  | 0
[12 empty] | V2 | U2 | T2 |  | 0
[12 empty] | V2 | U2 | T3 |  | 0
[12 empty] | V2 | U2 | T4 |  | 0
[12 empty] | V2 | U2 | T5 |  | 0
[12 empty] | V2 | U2 | T6 |  | 0
[12 empty] | V2 | U2 | T7 |  | 0
[12 empty] | V2 | U2 | T8 |  | 0
[12 empty] | V2 | U2 | T9 |  | 0
[12 empty] | V2 | U2 | T10 |  | 0
[12 empty] | V2 | U2 | T11 |  | 0
[12 empty] | V2 | U2 | T12 |  | 0
[12 empty] | V2 | U2 | T13 |  | 0
[12 empty] | V2 | U2 | T14 |  | 0
[12 empty] | V2 | U2 | T15 |  | 0
[12 empty] | V2 | U2 | T16 |  | 0
[12 empty] | V2 | U2 | T17 |  | 0
[12 empty] | V2 | U2 | T18 |  | 0
[12 empty] | V2 | U2 | T19 |  | 0
[12 empty] | V2 | U2 | T20 |  | 0
[12 empty] | V2 | U2 | T21 |  | 0
[12 empty] | V2 | U2 | T22 |  | 0
[12 empty] | V2 | U2 | T23 |  | 0
[12 empty] | V2 | U2 | T24 |  | 0
[12 empty] | V2 | U9 | T1 |  | 0
[12 empty] | V2 | U9 | T2 |  | 0
[12 empty] | V2 | U9 | T3 |  | 0
[12 empty] | V2 | U9 | T4 |  | 0
[12 empty] | V2 | U9 | T5 |  | 0
[12 empty] | V2 | U9 | T6 |  | 0
[12 empty] | V2 | U9 | T7 |  | 0
[12 empty] | V2 | U9 | T8 |  | 0
[12 empty] | V2 | U9 | T9 |  | 0
[12 empty] | V2 | U9 | T10 |  | 0
[12 empty] | V2 | U9 | T11 |  | 0
[12 empty] | V2 | U9 | T12 |  | 0
[12 empty] | V2 | U9 | T13 |  | 0
[12 empty] | V2 | U9 | T14 |  | 0
[12 empty] | V2 | U9 | T15 |  | 0
[12 empty] | V2 | U9 | T16 |  | 0
[12 empty] | V2 | U9 | T17 |  | 0
[12 empty] | V2 | U9 | T18 |  | 0
[12 empty] | V2 | U9 | T19 |  | 0
[12 empty] | V2 | U9 | T20 |  | 0
[12 empty] | V2 | U9 | T21 |  | 0
[12 empty] | V2 | U9 | T22 |  | 0
[12 empty] | V2 | U9 | T23 |  | 0
[12 empty] | V2 | U9 | T24 |  | 0
[12 empty] | V2 | U10 | T1 |  | 0
[12 empty] | V2 | U10 | T2 |  | 0
[12 empty] | V2 | U10 | T3 |  | 0
[12 empty] | V2 | U10 | T4 |  | 0
[12 empty] | V2 | U10 | T5 |  | 0
[12 empty] | V2 | U10 | T6 |  | 0
[12 empty] | V2 | U10 | T7 |  | 0
[12 empty] | V2 | U10 | T8 |  | 0
[12 empty] | V2 | U10 | T9 |  | 0
[12 empty] | V2 | U10 | T10 |  | 0
[12 empty] | V2 | U10 | T11 |  | 0
[12 empty] | V2 | U10 | T12 |  | 0
[12 empty] | V2 | U10 | T13 |  | 0
[12 empty] | V2 | U10 | T14 |  | 0
[12 empty] | V2 | U10 | T15 |  | 0
[12 empty] | V2 | U10 | T16 |  | 0
[12 empty] | V2 | U10 | T17 |  | 0
[12 empty] | V2 | U10 | T18 |  | 0
[12 empty] | V2 | U10 | T19 |  | 0
[12 empty] | V2 | U10 | T20 |  | 0
[12 empty] | V2 | U10 | T21 |  | 0
[12 empty] | V2 | U10 | T22 |  | 0
[12 empty] | V2 | U10 | T23 |  | 0
[12 empty] | V2 | U10 | T24 |  | 0